## GSA DETECTION LIST
RIKEN KEIKI Co.,Ltd.
GAS DETECTION LIST
GAS DATA |  |  |  | DETECTION DATA
Detection Gas | Gas Cymbol | CAS Number | Chemical Formula | Principle | Sensor | Base Gas | Portable/Fixed | Detector | Measuring rang | Rmarks
(2-Methoxymethylethoxy)propanol | DPGME | 34590-94-8 | C7H16O3 | HW | HW-6212 | - | Fixed | GD-A80-70series | 0～100%LEL
1,1,1,1,3,3-Pentafluoropropane | R-245fa | 460-73-1 | C3H3F5 | SG | SGU-8511 | - | Fixed | GD-70Dseries | 0～5000ppm
1,1,1,1,3,3-Pentafluoropropane | R-245fa | 460-73-1 | C3H3F5 | SG | SGU-8511 | - | Fixed | TP-70D | 0～5000ppm
1,1,1,1,3,3-Pentafluoropropane | R-245fa | 460-73-1 | C3H3F5 | RI | DE-2113-35 | - | Fixed | RI-257 | 0～5000ppm
1,1,1,1,3,3-Pentafluoropropane | R-245fa | 460-73-1 | C3H3F5 | SG | SG-8511 | - | Fixed | GD-A80Vseries | 0～500ppm/0～1000ppm/0～2000ppm/0～3000ppm/0～5000ppm
1,1,1,1,3,3-Pentafluoropropane | R-245fa | 460-73-1 | C3H3F5 | SG | SG-8511 | - | Fixed | GD-D58・GHseries | 0～500ppm/0～1000ppm/0～2000ppm/0～3000ppm/0～5000ppm
1,1,1,1,3,3-Pentafluoropropane | R-245fa | 460-73-1 | C3H3F5 | SG | SG-8511 | - | Fixed | SD-1GHseries | 0～500ppm/0～1000ppm/0～2000ppm/0～3000ppm/0～5000ppm
1,1,1,1,3,3-Pentafluoropropane | R-245fa | 460-73-1 | C3H3F5 | SG | SG-8511 | - | Fixed | SD-D58・GHseries | 0～500ppm/0～1000ppm/0～2000ppm/0～3000ppm/0～5000ppm
1,1,1,2,2,3,3,4,4,5,5,6,6-Tridecafluorooctane | C8H5F13 | 80793-17-5 | C8H5F13 | RI | DE-2113-35 | - | Fixed | RI-257 | 0～10000ppm
1,1,1,2,2,3,3,4,4,5,5,6,6-Tridecafluorooctane | C8H5F13 | 80793-17-5 | C8H5F13 | SG | SG-8562 | - | Fixed | GD-A80Vseries | 0～300ppm/0～500ppm/0～1000ppm/0～2000ppm/0～3000ppm/0～5000ppm
1,1,1,2,2,3,3,4,4,5,5,6,6-Tridecafluorooctane | C8H5F13 | 80793-17-5 | C8H5F13 | SG | SG-8562 | - | Fixed | GD-D58・GHseries | 0～300ppm/0～500ppm/0～1000ppm/0～2000ppm/0～3000ppm/0～5000ppm
1,1,1,2,2,3,3,4,4,5,5,6,6-Tridecafluorooctane | C8H5F13 | 80793-17-5 | C8H5F13 | SG | SG-8562 | - | Fixed | SD-1GHseries | 0～300ppm/0～500ppm/0～1000ppm/0～2000ppm/0～3000ppm/0～5000ppm
1,1,1,2,2,3,3,4,4,5,5,6,6-Tridecafluorooctane | C8H5F13 | 80793-17-5 | C8H5F13 | SG | SG-8562 | - | Fixed | SD-D58・GHseries | 0～300ppm/0～500ppm/0～1000ppm/0～2000ppm/0～3000ppm/0～5000ppm
1,1,1,2,2-Pentafluoroethane | R-125 | 354-33-6 | C2HF5 | RI | DE-2113-35 | - | Fixed | RI-257 | 0～5000ppm
1,1,1,2-Tetrafluoroethane | R-134a | 811-97-2 | C2H2F4 | SG | SGU-8524 | - | Fixed | GD-70Dseries | 0～5000ppm
1,1,1,2-Tetrafluoroethane | R-134a | 811-97-2 | C2H2F4 | SG | SGU-8524 | - | Fixed | TP-70D | 0～5000ppm
1,1,1,2-Tetrafluoroethane | R-134a | 811-97-2 | C2H2F4 | RI | DE-2113-35 | - | Fixed | RI-257 | 0～5000ppm
1,1,1,2-Tetrafluoroethane | R-134a | 811-97-2 | C2H2F4 | SG | SG-8524 | - | Fixed | GD-A80Vseries | 0～5000ppm
1,1,1,2-Tetrafluoroethane | R-134a | 811-97-2 | C2H2F4 | SG | SG-8524 | - | Fixed | GD-D58・GHseries | 0～5000ppm
1,1,1,2-Tetrafluoroethane | R-134a | 811-97-2 | C2H2F4 | SG | SG-8524 | - | Fixed | SD-1GHseries | 0～5000ppm
1,1,1,2-Tetrafluoroethane | R-134a | 811-97-2 | C2H2F4 | SG | SG-8524 | - | Fixed | SD-D58・GHseries | 0～5000ppm
1,1,1,2-Tetrafluoroethane | R-134a | 811-97-2 | C2H2F4 | SH | SH-8662 | - | Portable | SP-220(TYPE SC) | 0～250ppm
1,1,1,2-Tetrafluoroethane | R-134a | 811-97-2 | C2H2F4 | SH | SH-8661 | - | Portable | SP-220(TYPE F) | 0～10000ppm
1,1,1,2-Tetrafluoroethane | R-134a | 811-97-2 | C2H2F4 | SH | SH-8661 | - | Portable | SP-220(TYPE H2) | 0～10000ppm
1,1,1,3,3,3-Hexamethyldisilazane | HMDS | 999-97-3 | C6H18NSi2 | ES | ESU-23RVM | - | Fixed | GD-70Dseries | 0～30ppm | Updated against electrolyte reduction
1,1,1,3,3,3-Hexamethyldisilazane | HMDS | 999-97-3 | C6H18NSi2 | ES | ESU-23RVM | - | Fixed | TP-70D | 0～30ppm | Updated against electrolyte reduction
1,1,1,3,3,3-Hexamethyldisilazane | HMDS | 999-97-3 | C6H18NSi2 | SS | SSU-1925 | - | Fixed | GD-70D+PLUseries | 0～6ppm | PLU-70 required
1,1,1,3,3,3-Hexamethyldisilazane | HMDS | 999-97-3 | C6H18NSi2 | SS | SSU-1925 | - | Fixed | GD-70DG | 0～6ppm | PLU-70 required
1,1,1,3,3,3-Hexamethyldisilazane | HMDS | 999-97-3 | C6H18NSi2 | SG | SG-8511 | - | Fixed | GD-A80Vseries | 0～100ppm/0～200ppm/0～300ppm/0～500ppm
1,1,1,3,3,3-Hexamethyldisilazane | HMDS | 999-97-3 | C6H18NSi2 | SG | SG-8511 | - | Fixed | GD-D58・GHseries | 0～100ppm/0～200ppm/0～300ppm/0～500ppm
1,1,1,3,3,3-Hexamethyldisilazane | HMDS | 999-97-3 | C6H18NSi2 | SG | SG-8511 | - | Fixed | SD-1GHseries | 0～100ppm/0～200ppm/0～300ppm/0～500ppm
1,1,1,3,3,3-Hexamethyldisilazane | HMDS | 999-97-3 | C6H18NSi2 | SG | SG-8511 | - | Fixed | SD-D58・GHseries | 0～100ppm/0～200ppm/0～300ppm/0～500ppm
1,1,1,3,3-Pentafluorobutane | R365mfc | 406-58-6 | C4H5F5 | SG | SG-8563 | - | Fixed | GD-A80Vseries | 0～50ppm/0～100ppm/0～200ppm/0～300ppm/0～500ppm/0～1000ppm/0～2000ppm
1,1,1,3,3-Pentafluorobutane | R365mfc | 406-58-6 | C4H5F5 | SG | SG-8563 | - | Fixed | GD-D58・GHseries | 0～50ppm/0～100ppm/0～200ppm/0～300ppm/0～500ppm/0～1000ppm/0～2000ppm
1,1,1,3,3-Pentafluorobutane | R365mfc | 406-58-6 | C4H5F5 | SG | SG-8563 | - | Fixed | SD-1GHseries | 0～50ppm/0～100ppm/0～200ppm/0～300ppm/0～500ppm/0～1000ppm/0～2000ppm
1,1,1,3,3-Pentafluorobutane | R365mfc | 406-58-6 | C4H5F5 | SG | SG-8563 | - | Fixed | SD-D58・GHseries | 0～50ppm/0～100ppm/0～200ppm/0～300ppm/0～500ppm/0～1000ppm/0～2000ppm
1,1,1-Trichloroethane | C2H3CL3 | 71-55-6 | C2H3CL3 | SG | SGU-8523 | - | Fixed | GD-70Dseries | 0～2000ppm
1,1,1-Trichloroethane | C2H3CL3 | 71-55-6 | C2H3CL3 | SG | SGU-8523 | - | Fixed | TP-70D | 0～2000ppm
1,1,1-Trichloroethane | C2H3CL3 | 71-55-6 | C2H3CL3 | SG | SG-8523 | - | Fixed | GD-A80Vseries | 0～50ppm/0～100ppm/0～200ppm/0～300ppm/0～500ppm/0～1000ppm/0～2000ppm/0～3000ppm
1,1,1-Trichloroethane | C2H3CL3 | 71-55-6 | C2H3CL3 | SG | SG-8523 | - | Fixed | GD-D58・GHseries | 0～50ppm/0～100ppm/0～200ppm/0～300ppm/0～500ppm/0～1000ppm/0～2000ppm/0～3000ppm
1,1,1-Trichloroethane | C2H3CL3 | 71-55-6 | C2H3CL3 | SG | SG-8523 | - | Fixed | SD-1GHseries | 0～50ppm/0～100ppm/0～200ppm/0～300ppm/0～500ppm/0～1000ppm/0～2000ppm/0～3000ppm
1,1,1-Trichloroethane | C2H3CL3 | 71-55-6 | C2H3CL3 | SG | SG-8523 | - | Fixed | SD-D58・GHseries | 0～50ppm/0～100ppm/0～200ppm/0～300ppm/0～500ppm/0～1000ppm/0～2000ppm/0～3000ppm
1,1,1-Trichloroethane | C2H3CL3 | 71-55-6 | C2H3CL3 | SG | SG-8523 | - | Fixed | GD-A80Vseries | 0～600ppm
1,1,1-Trichloroethane | C2H3CL3 | 71-55-6 | C2H3CL3 | SG | SG-8523 | - | Fixed | GD-D58・GHseries | 0～600ppm
1,1,1-Trichloroethane | C2H3CL3 | 71-55-6 | C2H3CL3 | SG | SG-8523 | - | Fixed | SD-1GHseries | 0～600ppm
1,1,1-Trichloroethane | C2H3CL3 | 71-55-6 | C2H3CL3 | SG | SG-8523 | - | Fixed | SD-D58・GHseries | 0～600ppm
1,1,2,2-Tetrachloro-1,2-difluoroethane | R-112 | 76-12-0 | C2F2CL4 | SG | SG-8513 | - | Fixed | GD-A80Vseries | 0～500ppm/0～1000ppm/0～2000ppm/0～3000ppm/0～5000ppm
1,1,2,2-Tetrachloro-1,2-difluoroethane | R-112 | 76-12-0 | C2F2CL4 | SG | SG-8513 | - | Fixed | GD-D58・GHseries | 0～500ppm/0～1000ppm/0～2000ppm/0～3000ppm/0～5000ppm
1,1,2,2-Tetrachloro-1,2-difluoroethane | R-112 | 76-12-0 | C2F2CL4 | SG | SG-8513 | - | Fixed | SD-1GHseries | 0～500ppm/0～1000ppm/0～2000ppm/0～3000ppm/0～5000ppm
1,1,2,2-Tetrachloro-1,2-difluoroethane | R-112 | 76-12-0 | C2F2CL4 | SG | SG-8513 | - | Fixed | SD-D58・GHseries | 0～500ppm/0～1000ppm/0～2000ppm/0～3000ppm/0～5000ppm
1,1,2,2-Tetrafluoroethyl 2,2,2-Trifluoroethyl Ether | C4H3OF7 | 406-78-0 | C4H3OF7 | RI | DE-2113-35 | - | Fixed | RI-257 | 0～5000ppm
1,1,2,2-Tetrafluoroethyl 2,2,2-Trifluoroethyl Ether | C4H3OF7 | 406-78-0 | C4H3OF7 | SG | SG-8521 | - | Fixed | GD-A80Vseries | 0～200ppm/0～300ppm/0～500ppm/0～1000ppm/0～2000ppm/0～3000ppm/0～5000ppm
1,1,2,2-Tetrafluoroethyl 2,2,2-Trifluoroethyl Ether | C4H3OF7 | 406-78-0 | C4H3OF7 | SG | SG-8521 | - | Fixed | GD-D58・GHseries | 0～200ppm/0～300ppm/0～500ppm/0～1000ppm/0～2000ppm/0～3000ppm/0～5000ppm
1,1,2,2-Tetrafluoroethyl 2,2,2-Trifluoroethyl Ether | C4H3OF7 | 406-78-0 | C4H3OF7 | SG | SG-8521 | - | Fixed | SD-1GHseries | 0～200ppm/0～300ppm/0～500ppm/0～1000ppm/0～2000ppm/0～3000ppm/0～5000ppm
1,1,2,2-Tetrafluoroethyl 2,2,2-Trifluoroethyl Ether | C4H3OF7 | 406-78-0 | C4H3OF7 | SG | SG-8521 | - | Fixed | SD-D58・GHseries | 0～200ppm/0～300ppm/0～500ppm/0～1000ppm/0～2000ppm/0～3000ppm/0～5000ppm
1,1,2-Trichloro-1,2,2-trifluoroethane | R-113 | 76-13-1 | C2F3CL3 | RI | DE-2113-35 | - | Fixed | RI-257 | 0～5000ppm
1,1,2-Trichloro-1,2,2-trifluoroethane | R-113 | 76-13-1 | C2F3CL3 | SG | SG-8513 | - | Fixed | GD-A80Vseries | 0～2000ppm/0～3000ppm/0～5000ppm/0～10000ppm/0～20000ppm
1,1,2-Trichloro-1,2,2-trifluoroethane | R-113 | 76-13-1 | C2F3CL3 | SG | SG-8513 | - | Fixed | GD-D58・GHseries | 0～2000ppm/0～3000ppm/0～5000ppm/0～10000ppm/0～20000ppm
1,1,2-Trichloro-1,2,2-trifluoroethane | R-113 | 76-13-1 | C2F3CL3 | SG | SG-8513 | - | Fixed | SD-1GHseries | 0～2000ppm/0～3000ppm/0～5000ppm/0～10000ppm/0～20000ppm
1,1,2-Trichloro-1,2,2-trifluoroethane | R-113 | 76-13-1 | C2F3CL3 | SG | SG-8513 | - | Fixed | SD-D58・GHseries | 0～2000ppm/0～3000ppm/0～5000ppm/0～10000ppm/0～20000ppm
1,1-Dichloro-1-fluoroethane | R-141b | 1717-00-6 | C2H3FCL2 | RI | DE-2113-35 | - | Fixed | RI-257 | 0～10000ppm
1,1-Dichloro-1-fluoroethane | R-141b | 1717-00-6 | C2H3FCL2 | SG | SG-8523 | - | Fixed | GD-A80Vseries | 0～200ppm/0～300ppm/0～500ppm/0～1000ppm/0～2000ppm/0～3000ppm/0～5000ppm
1,1-Dichloro-1-fluoroethane | R-141b | 1717-00-6 | C2H3FCL2 | SG | SG-8523 | - | Fixed | GD-D58・GHseries | 0～200ppm/0～300ppm/0～500ppm/0～1000ppm/0～2000ppm/0～3000ppm/0～5000ppm
1,1-Dichloro-1-fluoroethane | R-141b | 1717-00-6 | C2H3FCL2 | SG | SG-8523 | - | Fixed | SD-1GHseries | 0～200ppm/0～300ppm/0～500ppm/0～1000ppm/0～2000ppm/0～3000ppm/0～5000ppm
1,1-Dichloro-1-fluoroethane | R-141b | 1717-00-6 | C2H3FCL2 | SG | SG-8523 | - | Fixed | SD-D58・GHseries | 0～200ppm/0～300ppm/0～500ppm/0～1000ppm/0～2000ppm/0～3000ppm/0～5000ppm
1,1-Dichloro-2,2,2-trifluoroethane | R-123 | 306-83-2 | C2HF3CL2 | ES | ESU-23EM | - | Fixed | GD-70Dseries | 0～100ppm | PLU-70 required
1,1-Dichloro-2,2,2-trifluoroethane | R-123 | 306-83-2 | C2HF3CL2 | ES | ESU-23EM | - | Fixed | TP-70D | 0～100ppm | PLU-70 required
1,1-Dichloro-2,2,2-trifluoroethane | R-123 | 306-83-2 | C2HF3CL2 | RI | DE-2113-35 | - | Fixed | RI-257 | 0～5000ppm
1,1-Dichloro-2,2,2-trifluoroethane | R-123 | 306-83-2 | C2HF3CL2 | SH | SH-8661 | - | Portable | SP-220(TYPE F) | 0～10000ppm
1,1-Difluoroethane | R-152A | 75-37-6 | C2H4F2 | SG | SGU-8511 | - | Fixed | GD-70Dseries | 0～5000ppm
1,1-Difluoroethane | R-152A | 75-37-6 | C2H4F2 | SG | SGU-8511 | - | Fixed | TP-70D | 0～5000ppm
1,1-Difluoroethane | R-152A | 75-37-6 | C2H4F2 | SG | SG-8511 | - | Fixed | GD-A80Vseries | 0～1000ppm/0～2000ppm/0～3000ppm/0～5000ppm
1,1-Difluoroethane | R-152A | 75-37-6 | C2H4F2 | SG | SG-8511 | - | Fixed | GD-D58・GHseries | 0～1000ppm/0～2000ppm/0～3000ppm/0～5000ppm
1,1-Difluoroethane | R-152A | 75-37-6 | C2H4F2 | SG | SG-8511 | - | Fixed | SD-1GHseries | 0～1000ppm/0～2000ppm/0～3000ppm/0～5000ppm
1,1-Difluoroethane | R-152A | 75-37-6 | C2H4F2 | SG | SG-8511 | - | Fixed | SD-D58・GHseries | 0～1000ppm/0～2000ppm/0～3000ppm/0～5000ppm
1,1-Difluoroethane | R-152A | 75-37-6 | C2H4F2 | SG | SG-8521 | - | Fixed | GD-A80Vseries | 0～100ppm/0～200ppm/0～300ppm/0～500ppm
1,1-Difluoroethane | R-152A | 75-37-6 | C2H4F2 | SG | SG-8521 | - | Fixed | GD-D58・GHseries | 0～100ppm/0～200ppm/0～300ppm/0～500ppm
1,1-Difluoroethane | R-152A | 75-37-6 | C2H4F2 | SG | SG-8521 | - | Fixed | SD-1GHseries | 0～100ppm/0～200ppm/0～300ppm/0～500ppm
1,1-Difluoroethane | R-152A | 75-37-6 | C2H4F2 | SG | SG-8521 | - | Fixed | SD-D58・GHseries | 0～100ppm/0～200ppm/0～300ppm/0～500ppm
1,2,3,4-Tetrahydronaphthalene | C10H12 | 119-64-2 | C10H12 | SG | SG-8521 | - | Fixed | GD-A80Vseries | ★0～1000ppm/★0～2000ppm | ★Range easily affected by environmental conditions and other
1,2,3,4-Tetrahydronaphthalene | C10H12 | 119-64-2 | C10H12 | SG | SG-8521 | - | Fixed | GD-D58・GHseries | ★0～1000ppm/★0～2000ppm | ★Range easily affected by environmental conditions and other
1,2,3,4-Tetrahydronaphthalene | C10H12 | 119-64-2 | C10H12 | SG | SG-8521 | - | Fixed | SD-1GHseries | ★0～1000ppm/★0～2000ppm | ★Range easily affected by environmental conditions and other
1,2,3,4-Tetrahydronaphthalene | C10H12 | 119-64-2 | C10H12 | SG | SG-8521 | - | Fixed | SD-D58・GHseries | ★0～1000ppm/★0～2000ppm | ★Range easily affected by environmental conditions and other
1,2,3-Trichloropropane | C3H5CL3 | 96-18-4 | C3H5CL3 | SG | SG-8523 | - | Fixed | GD-A80Vseries | 0～100ppm/0～200ppm/0～300ppm/0～500ppm/0～1000ppm/0～2000ppm
1,2,3-Trichloropropane | C3H5CL3 | 96-18-4 | C3H5CL3 | SG | SG-8523 | - | Fixed | GD-D58・GHseries | 0～100ppm/0～200ppm/0～300ppm/0～500ppm/0～1000ppm/0～2000ppm
1,2,3-Trichloropropane | C3H5CL3 | 96-18-4 | C3H5CL3 | SG | SG-8523 | - | Fixed | SD-1GHseries | 0～100ppm/0～200ppm/0～300ppm/0～500ppm/0～1000ppm/0～2000ppm
1,2,3-Trichloropropane | C3H5CL3 | 96-18-4 | C3H5CL3 | SG | SG-8523 | - | Fixed | SD-D58・GHseries | 0～100ppm/0～200ppm/0～300ppm/0～500ppm/0～1000ppm/0～2000ppm
1,2-Dichloroethane | EDC | 107-06-2 | C2H4CL2 | SG | SGU-8513 | - | Fixed | GD-70Dseries | 0～500ppm
1,2-Dichloroethane | EDC | 107-06-2 | C2H4CL2 | SG | SGU-8513 | - | Fixed | TP-70D | 0～500ppm
1,2-Dichloroethane | EDC | 107-06-2 | C2H4CL2 | RI | DE-3315-1 | - | Fixed | SD-1RIseries | 0～100%LEL
1,2-Dichloroethane | EDC | 107-06-2 | C2H4CL2 | SG | SG-8513 | - | Fixed | GD-A80Vseries | 0～100ppm/0～200ppm/0～300ppm/0～500ppm
1,2-Dichloroethane | EDC | 107-06-2 | C2H4CL2 | SG | SG-8513 | - | Fixed | GD-D58・GHseries | 0～100ppm/0～200ppm/0～300ppm/0～500ppm
1,2-Dichloroethane | EDC | 107-06-2 | C2H4CL2 | SG | SG-8513 | - | Fixed | SD-1GHseries | 0～100ppm/0～200ppm/0～300ppm/0～500ppm
1,2-Dichloroethane | EDC | 107-06-2 | C2H4CL2 | SG | SG-8513 | - | Fixed | SD-D58・GHseries | 0～100ppm/0～200ppm/0～300ppm/0～500ppm
1,2-Dichloroethane | EDC | 107-06-2 | C2H4CL2 | SG | SG-8523 | - | Fixed | GD-A80Vseries | 0～1000ppm/0～2000ppm/0～3000ppm/0～5000ppm
1,2-Dichloroethane | EDC | 107-06-2 | C2H4CL2 | SG | SG-8523 | - | Fixed | GD-D58・GHseries | 0～1000ppm/0～2000ppm/0～3000ppm/0～5000ppm
1,2-Dichloroethane | EDC | 107-06-2 | C2H4CL2 | SG | SG-8523 | - | Fixed | SD-1GHseries | 0～1000ppm/0～2000ppm/0～3000ppm/0～5000ppm
1,2-Dichloroethane | EDC | 107-06-2 | C2H4CL2 | SG | SG-8523 | - | Fixed | SD-D58・GHseries | 0～1000ppm/0～2000ppm/0～3000ppm/0～5000ppm
1,2-Dichloroethane | EDC | 107-06-2 | C2H4CL2 | SH | SH-8662 | - | Portable | SP-220(TYPE SC) | 0～10ppm
1,2-Dichloroethane | EDC | 107-06-2 | C2H4CL2 | IF | IFM-8048 | AIR | Portable | FI-8000 | 0～100%LEL
1,2-Dichloroethane | EDC | 107-06-2 | C2H4CL2 | IF | IFM-8048 | N2 | Portable | FI-8000 | 0～100%LEL
1,2-Dichloropropane | C3H6CL2 | 78-87-5 | C3H6CL2 | SG | SG-8523 | - | Fixed | GD-A80Vseries | 0～100ppm/0～200ppm/0～300ppm/0～500ppm/0～1000ppm/0～2000ppm/0～3000ppm
1,2-Dichloropropane | C3H6CL2 | 78-87-5 | C3H6CL2 | SG | SG-8523 | - | Fixed | GD-D58・GHseries | 0～100ppm/0～200ppm/0～300ppm/0～500ppm/0～1000ppm/0～2000ppm/0～3000ppm
1,2-Dichloropropane | C3H6CL2 | 78-87-5 | C3H6CL2 | SG | SG-8523 | - | Fixed | SD-1GHseries | 0～100ppm/0～200ppm/0～300ppm/0～500ppm/0～1000ppm/0～2000ppm/0～3000ppm
1,2-Dichloropropane | C3H6CL2 | 78-87-5 | C3H6CL2 | SG | SG-8523 | - | Fixed | SD-D58・GHseries | 0～100ppm/0～200ppm/0～300ppm/0～500ppm/0～1000ppm/0～2000ppm/0～3000ppm
1,3-Butadiene | C4H6 | 106-99-0 | C4H6 | SG | SGU-8521 | - | Fixed | GD-70Dseries | 0～2000ppm
1,3-Butadiene | C4H6 | 106-99-0 | C4H6 | SG | SGU-8521 | - | Fixed | TP-70D | 0～2000ppm
1,3-Butadiene | C4H6 | 106-99-0 | C4H6 | RI | DE-3315-1 | - | Fixed | SD-1RIseries | 0～100%LEL
1,3-Butadiene | C4H6 | 106-99-0 | C4H6 | HW | HW-6211 | - | Fixed | SD-1(TYPE GP)series | ～100%LEL
1,3-Butadiene | C4H6 | 106-99-0 | C4H6 | HW | HW-6211 | - | Fixed | SD-D58(TYPE GP)series | ～100%LEL
1,3-Butadiene | C4H6 | 106-99-0 | C4H6 | HW | HW-6211/NC-6211 | - | Fixed | GD-A80series | ～100%LEL/～11000ppm
1,3-Butadiene | C4H6 | 106-99-0 | C4H6 | HW | HW-6211/NC-6211 | - | Fixed | GD-D58(TYPE GP)series | ～100%LEL/～11000ppm
1,3-Butadiene | C4H6 | 106-99-0 | C4H6 | HW | HW-6211/NC-6211 | - | Fixed | GD-D58(TYPE NC)series | ～100%LEL/～11000ppm
1,3-Butadiene | C4H6 | 106-99-0 | C4H6 | HW | HW-6211/NC-6211 | - | Fixed | SD-1(TYPE NC)series | ～100%LEL/～11000ppm
1,3-Butadiene | C4H6 | 106-99-0 | C4H6 | HW | HW-6211/NC-6211 | - | Fixed | SD-D58(TYPE NC)series | ～100%LEL/～11000ppm
1,3-Butadiene | C4H6 | 106-99-0 | C4H6 | HW | NC-6250 | - | Fixed | GD-A80series | 0～100%LEL/0～11000ppm
1,3-Butadiene | C4H6 | 106-99-0 | C4H6 | HW | NC-6250 | - | Fixed | GD-D58(TYPE NC)series | 0～100%LEL/0～11000ppm
1,3-Butadiene | C4H6 | 106-99-0 | C4H6 | SG | SG-8511 | - | Fixed | GD-A80Vseries | 0～3000ppm/0～5000ppm/0～10000ppm/0～50%LEL/0～100%LEL
1,3-Butadiene | C4H6 | 106-99-0 | C4H6 | SG | SG-8511 | - | Fixed | GD-D58・GHseries | 0～3000ppm/0～5000ppm/0～10000ppm/0～50%LEL/0～100%LEL
1,3-Butadiene | C4H6 | 106-99-0 | C4H6 | SG | SG-8511 | - | Fixed | SD-1GHseries | 0～3000ppm/0～5000ppm/0～10000ppm/0～50%LEL/0～100%LEL
1,3-Butadiene | C4H6 | 106-99-0 | C4H6 | SG | SG-8511 | - | Fixed | SD-D58・GHseries | 0～3000ppm/0～5000ppm/0～10000ppm/0～50%LEL/0～100%LEL
1,3-Butadiene | C4H6 | 106-99-0 | C4H6 | SG | SG-8521 | - | Fixed | GD-A80Vseries | 0～100ppm/0～200ppm/0～300ppm/0～500ppm/0～1000ppm/0～2000ppm
1,3-Butadiene | C4H6 | 106-99-0 | C4H6 | SG | SG-8521 | - | Fixed | GD-D58・GHseries | 0～100ppm/0～200ppm/0～300ppm/0～500ppm/0～1000ppm/0～2000ppm
1,3-Butadiene | C4H6 | 106-99-0 | C4H6 | SG | SG-8521 | - | Fixed | SD-1GHseries | 0～100ppm/0～200ppm/0～300ppm/0～500ppm/0～1000ppm/0～2000ppm
1,3-Butadiene | C4H6 | 106-99-0 | C4H6 | SG | SG-8521 | - | Fixed | SD-D58・GHseries | 0～100ppm/0～200ppm/0～300ppm/0～500ppm/0～1000ppm/0～2000ppm
1,3-Butadiene | C4H6 | 106-99-0 | C4H6 | HW | NC-6215 | - | Portable | GP-1000(HC/CH4) | 0～100%LEL
1,3-Butadiene | C4H6 | 106-99-0 | C4H6 | HW | NC-6307 | - | Portable | NC-1000(HC/CH4) | 0～10000ppm
1,3-Butadiene | C4H6 | 106-99-0 | C4H6 | SH | SH-8661 | - | Portable | SP-220(TYPE H2) | 0～10000ppm
1,3-Butadiene | C4H6 | 106-99-0 | C4H6 | IF | IFM-8048 | N2 | Portable | FI-8000 | 0～10vol%
1,3-Dichloro-1,1,2,2,3-pentafluoropropane | R-225cb | 507-55-1 | C3HF5CL2 | SG | SG-8513 | - | Fixed | GD-A80Vseries | 0～10000ppm
1,3-Dichloro-1,1,2,2,3-pentafluoropropane | R-225cb | 507-55-1 | C3HF5CL2 | SG | SG-8513 | - | Fixed | GD-D58・GHseries | 0～10000ppm
1,3-Dichloro-1,1,2,2,3-pentafluoropropane | R-225cb | 507-55-1 | C3HF5CL2 | SG | SG-8513 | - | Fixed | SD-1GHseries | 0～10000ppm
1,3-Dichloro-1,1,2,2,3-pentafluoropropane | R-225cb | 507-55-1 | C3HF5CL2 | SG | SG-8513 | - | Fixed | SD-D58・GHseries | 0～10000ppm
1,3-Dimethyl-2-imidazolidinone | DMI | 80-73-9 | C5H10N2O | HW | HW-6206 | - | Fixed | SD-2500 | 0～100%LEL | Upper limit of operating temperature of instrument: SD-2500=160℃/SD-2600=200℃/SD-2700：250℃
1,3-Dimethyl-2-imidazolidinone | DMI | 80-73-9 | C5H10N2O | HW | HW-6206 | - | Fixed | SD-2600 | 0～100%LEL | Upper limit of operating temperature of instrument: SD-2500=160℃/SD-2600=200℃/SD-2700：250℃
1,3-Dimethyl-2-imidazolidinone | DMI | 80-73-9 | C5H10N2O | HW | HW-6206 | - | Fixed | SD-2700 | 0～100%LEL | Upper limit of operating temperature of instrument: SD-2500=160℃/SD-2600=200℃/SD-2700：250℃
1,3-Dimethyl-2-imidazolidinone | DMI | 80-73-9 | C5H10N2O | HW | HW-6207 | - | Fixed | GD-A2400 | 0～100%LEL | Upper limit of operating temperature of instrument: GD-A2400=160℃
1,3-Dimethyl-2-imidazolidinone | DMI | 80-73-9 | C5H10N2O | HW | HW-6208 | - | Fixed | SD-2500 | 0～100%LEL | HW-6206 temperature sorted sensor, Upper limit of operating temperature of instrument: SD-2500=160℃/SD-2600=200℃/SD-2700：250℃
1,3-Dimethyl-2-imidazolidinone | DMI | 80-73-9 | C5H10N2O | HW | HW-6208 | - | Fixed | SD-2600 | 0～100%LEL | HW-6206 temperature sorted sensor, Upper limit of operating temperature of instrument: SD-2500=160℃/SD-2600=200℃/SD-2700：250℃
1,3-Dimethyl-2-imidazolidinone | DMI | 80-73-9 | C5H10N2O | HW | HW-6208 | - | Fixed | SD-2700 | 0～100%LEL | HW-6206 temperature sorted sensor, Upper limit of operating temperature of instrument: SD-2500=160℃/SD-2600=200℃/SD-2700：250℃
1,3-Dimethyl-2-imidazolidinone | DMI | 80-73-9 | C5H10N2O | HW | HW-6212 | - | Fixed | GD-A80-70series | 0～100%LEL
1,3-Dioxolane | C3H6O2 | 646-46-0 | C3H6O2 | RI | DE-3315-2 | - | Fixed | SD-1RIseries | 0～100%LEL
1,3-Dioxolane | C3H6O2 | 646-46-0 | C3H6O2 | HW | HW-6206 | - | Fixed | SD-2500 | 0～100%LEL | Upper limit of operating temperature of instrument: SD-2500=160℃/SD-2600=200℃/SD-2700：250℃
1,3-Dioxolane | C3H6O2 | 646-46-0 | C3H6O2 | HW | HW-6206 | - | Fixed | SD-2600 | 0～100%LEL | Upper limit of operating temperature of instrument: SD-2500=160℃/SD-2600=200℃/SD-2700：250℃
1,3-Dioxolane | C3H6O2 | 646-46-0 | C3H6O2 | HW | HW-6206 | - | Fixed | SD-2700 | 0～100%LEL | Upper limit of operating temperature of instrument: SD-2500=160℃/SD-2600=200℃/SD-2700：250℃
1,3-Dioxolane | C3H6O2 | 646-46-0 | C3H6O2 | HW | HW-6207 | - | Fixed | GD-A2400 | 0～100%LEL | Upper limit of operating temperature of instrument: GD-A2400=160℃
1,3-Dioxolane | C3H6O2 | 646-46-0 | C3H6O2 | HW | HW-6208 | - | Fixed | SD-2500 | 0～100%LEL | HW-6206 temperature sorted sensor, Upper limit of operating temperature of instrument: SD-2500=160℃/SD-2600=200℃/SD-2700：250℃
1,3-Dioxolane | C3H6O2 | 646-46-0 | C3H6O2 | HW | HW-6208 | - | Fixed | SD-2600 | 0～100%LEL | HW-6206 temperature sorted sensor, Upper limit of operating temperature of instrument: SD-2500=160℃/SD-2600=200℃/SD-2700：250℃
1,3-Dioxolane | C3H6O2 | 646-46-0 | C3H6O2 | HW | HW-6208 | - | Fixed | SD-2700 | 0～100%LEL | HW-6206 temperature sorted sensor, Upper limit of operating temperature of instrument: SD-2500=160℃/SD-2600=200℃/SD-2700：250℃
1,3-Dioxolane | C3H6O2 | 646-46-0 | C3H6O2 | HW | HW-6212 | - | Fixed | GD-A80-70series | 0～100%LEL
1,3-Dioxolane | C3H6O2 | 646-06-0 | C3H6O2 | IF | IFM-8048 | AIR | Portable | FI-8000 | 0～100%LEL
1,5-Hexadiene | HeXD | 592-42-7 | C6H10 | HW | HW-6211 | - | Fixed | SD-1(TYPE GP)series | ～100%LEL
1,5-Hexadiene | HeXD | 592-42-7 | C6H10 | HW | HW-6211 | - | Fixed | SD-D58(TYPE GP)series | ～100%LEL
1,5-Hexadiene | HeXD | 592-42-7 | C6H10 | HW | HW-6211/NC-6211 | - | Fixed | GD-A80series | ～100%LEL/～20000ppm
1,5-Hexadiene | HeXD | 592-42-7 | C6H10 | HW | HW-6211/NC-6211 | - | Fixed | GD-D58(TYPE GP)series | ～100%LEL/～20000ppm
1,5-Hexadiene | HeXD | 592-42-7 | C6H10 | HW | HW-6211/NC-6211 | - | Fixed | GD-D58(TYPE NC)series | ～100%LEL/～20000ppm
1,5-Hexadiene | HeXD | 592-42-7 | C6H10 | HW | HW-6211/NC-6211 | - | Fixed | SD-1(TYPE NC)series | ～100%LEL/～20000ppm
1,5-Hexadiene | HeXD | 592-42-7 | C6H10 | HW | HW-6211/NC-6211 | - | Fixed | SD-D58(TYPE NC)series | ～100%LEL/～20000ppm
1,7-Octadiene | C8H14 | 3710-30-3 | C8H14 | HW | HW-6211 | - | Fixed | SD-1(TYPE GP)series | ～100%LEL
1,7-Octadiene | C8H14 | 3710-30-3 | C8H14 | HW | HW-6211 | - | Fixed | SD-D58(TYPE GP)series | ～100%LEL
1,7-Octadiene | C8H14 | 3710-30-3 | C8H14 | HW | HW-6211/NC-6211 | - | Fixed | GD-A80series | ～100%LEL/～5000ppm
1,7-Octadiene | C8H14 | 3710-30-3 | C8H14 | HW | HW-6211/NC-6211 | - | Fixed | GD-D58(TYPE GP)series | ～100%LEL/～5000ppm
1,7-Octadiene | C8H14 | 3710-30-3 | C8H14 | HW | HW-6211/NC-6211 | - | Fixed | GD-D58(TYPE NC)series | ～100%LEL/～5000ppm
1,7-Octadiene | C8H14 | 3710-30-3 | C8H14 | HW | HW-6211/NC-6211 | - | Fixed | SD-1(TYPE NC)series | ～100%LEL/～5000ppm
1,7-Octadiene | C8H14 | 3710-30-3 | C8H14 | HW | HW-6211/NC-6211 | - | Fixed | SD-D58(TYPE NC)series | ～100%LEL/～5000ppm
1-Bromopropane | C3H7Br | 106-94-5 | C3H7Br | SG | SG-8562 | - | Fixed | GD-A80Vseries | 0～300ppm/0～500ppm/0～1000ppm/0～2000ppm/0～3000ppm/0～5000ppm
1-Bromopropane | C3H7Br | 106-94-5 | C3H7Br | SG | SG-8562 | - | Fixed | GD-D58・GHseries | 0～300ppm/0～500ppm/0～1000ppm/0～2000ppm/0～3000ppm/0～5000ppm
1-Bromopropane | C3H7Br | 106-94-5 | C3H7Br | SG | SG-8562 | - | Fixed | SD-1GHseries | 0～300ppm/0～500ppm/0～1000ppm/0～2000ppm/0～3000ppm/0～5000ppm
1-Bromopropane | C3H7Br | 106-94-5 | C3H7Br | SG | SG-8562 | - | Fixed | SD-D58・GHseries | 0～300ppm/0～500ppm/0～1000ppm/0～2000ppm/0～3000ppm/0～5000ppm
1-Butene | C4H8 | 106-98-9 | C4H8 | RI | DE-3315-1 | - | Fixed | SD-1RIseries | 0～100%LEL
1-Butene | C4H8 | 106-98-9 | C4H8 | HW | HW-6211 | - | Fixed | SD-1(TYPE GP)series | ～100%LEL
1-Butene | C4H8 | 106-98-9 | C4H8 | HW | HW-6211 | - | Fixed | SD-D58(TYPE GP)series | ～100%LEL
1-Butene | C4H8 | 106-98-9 | C4H8 | HW | HW-6211/NC-6211 | - | Fixed | GD-A80series | ～100%LEL/～16000ppm
1-Butene | C4H8 | 106-98-9 | C4H8 | HW | HW-6211/NC-6211 | - | Fixed | GD-D58(TYPE GP)series | ～100%LEL/～16000ppm
1-Butene | C4H8 | 106-98-9 | C4H8 | HW | HW-6211/NC-6211 | - | Fixed | GD-D58(TYPE NC)series | ～100%LEL/～16000ppm
1-Butene | C4H8 | 106-98-9 | C4H8 | HW | HW-6211/NC-6211 | - | Fixed | SD-1(TYPE NC)series | ～100%LEL/～16000ppm
1-Butene | C4H8 | 106-98-9 | C4H8 | HW | HW-6211/NC-6211 | - | Fixed | SD-D58(TYPE NC)series | ～100%LEL/～16000ppm
1-Butene | C4H8 | 106-98-9 | C4H8 | SG | SG-8521 | - | Fixed | GD-A80Vseries | 0～200ppm/0～300ppm/0～500ppm/0～1000ppm/0～2000ppm/0～3000ppm
1-Butene | C4H8 | 106-98-9 | C4H8 | SG | SG-8521 | - | Fixed | GD-D58・GHseries | 0～200ppm/0～300ppm/0～500ppm/0～1000ppm/0～2000ppm/0～3000ppm
1-Butene | C4H8 | 106-98-9 | C4H8 | SG | SG-8521 | - | Fixed | SD-1GHseries | 0～200ppm/0～300ppm/0～500ppm/0～1000ppm/0～2000ppm/0～3000ppm
1-Butene | C4H8 | 106-98-9 | C4H8 | SG | SG-8521 | - | Fixed | SD-D58・GHseries | 0～200ppm/0～300ppm/0～500ppm/0～1000ppm/0～2000ppm/0～3000ppm
1-Butene | C4H8 | 106-98-9 | C4H8 | HW | NC-6215 | - | Portable | GP-1000(Specified cal.gas) | 0～100%LEL
1-Chloro-1,1-difluoroethane | R-142b | 75-68-3 | C2H3F2CL | SG | SG-8513 | - | Fixed | GD-A80Vseries | 0～200ppm/0～300ppm/0～500ppm/0～1000ppm/0～2000ppm/0～3000ppm/0～5000ppm
1-Chloro-1,1-difluoroethane | R-142b | 75-68-3 | C2H3F2CL | SG | SG-8513 | - | Fixed | GD-D58・GHseries | 0～200ppm/0～300ppm/0～500ppm/0～1000ppm/0～2000ppm/0～3000ppm/0～5000ppm
1-Chloro-1,1-difluoroethane | R-142b | 75-68-3 | C2H3F2CL | SG | SG-8513 | - | Fixed | SD-1GHseries | 0～200ppm/0～300ppm/0～500ppm/0～1000ppm/0～2000ppm/0～3000ppm/0～5000ppm
1-Chloro-1,1-difluoroethane | R-142b | 75-68-3 | C2H3F2CL | SG | SG-8513 | - | Fixed | SD-D58・GHseries | 0～200ppm/0～300ppm/0～500ppm/0～1000ppm/0～2000ppm/0～3000ppm/0～5000ppm
1-Chloro-1,1-difluoroethane | R-142b | 75-68-3 | C2H3F2CL | SH | SH-8661 | - | Portable | SP-220(TYPE F) | 0～1000ppm
1-Chlorobutane | NBC | 109-69-3 | C4H9CL | SG | SG-8513 | - | Fixed | GD-A80Vseries | 0～200ppm/0～300ppm/0～500ppm/0～1000ppm/0～2000ppm/0～3000ppm/0～5000ppm
1-Chlorobutane | NBC | 109-69-3 | C4H9CL | SG | SG-8513 | - | Fixed | GD-D58・GHseries | 0～200ppm/0～300ppm/0～500ppm/0～1000ppm/0～2000ppm/0～3000ppm/0～5000ppm
1-Chlorobutane | NBC | 109-69-3 | C4H9CL | SG | SG-8513 | - | Fixed | SD-1GHseries | 0～200ppm/0～300ppm/0～500ppm/0～1000ppm/0～2000ppm/0～3000ppm/0～5000ppm
1-Chlorobutane | NBC | 109-69-3 | C4H9CL | SG | SG-8513 | - | Fixed | SD-D58・GHseries | 0～200ppm/0～300ppm/0～500ppm/0～1000ppm/0～2000ppm/0～3000ppm/0～5000ppm
1-Chloropropane | NPC | 540-54-5 | C3H7CL | SG | SG-8523 | - | Fixed | GD-A80Vseries | 0～100ppm/0～200ppm/0～300ppm/0～500ppm/0～1000ppm/0～2000ppm
1-Chloropropane | NPC | 540-54-5 | C3H7CL | SG | SG-8523 | - | Fixed | GD-D58・GHseries | 0～100ppm/0～200ppm/0～300ppm/0～500ppm/0～1000ppm/0～2000ppm
1-Chloropropane | NPC | 540-54-5 | C3H7CL | SG | SG-8523 | - | Fixed | SD-1GHseries | 0～100ppm/0～200ppm/0～300ppm/0～500ppm/0～1000ppm/0～2000ppm
1-Chloropropane | NPC | 540-54-5 | C3H7CL | SG | SG-8523 | - | Fixed | SD-D58・GHseries | 0～100ppm/0～200ppm/0～300ppm/0～500ppm/0～1000ppm/0～2000ppm
1-Hexanol | HexOH | 111-27-3 | C6H14O | SG | SG-8521 | - | Fixed | GD-A80Vseries | 0～100ppm/0～200ppm/0～300ppm/0～500ppm/0～1000ppm/0～2000ppm
1-Hexanol | HexOH | 111-27-3 | C6H14O | SG | SG-8521 | - | Fixed | GD-D58・GHseries | 0～100ppm/0～200ppm/0～300ppm/0～500ppm/0～1000ppm/0～2000ppm
1-Hexanol | HexOH | 111-27-3 | C6H14O | SG | SG-8521 | - | Fixed | SD-1GHseries | 0～100ppm/0～200ppm/0～300ppm/0～500ppm/0～1000ppm/0～2000ppm
1-Hexanol | HexOH | 111-27-3 | C6H14O | SG | SG-8521 | - | Fixed | SD-D58・GHseries | 0～100ppm/0～200ppm/0～300ppm/0～500ppm/0～1000ppm/0～2000ppm
1-Hexene | 1-C6H12 | 592-41-6 | C6H12 | SG | SGU-8521 | - | Fixed | GD-70Dseries | 0～1000ppm
1-Hexene | 1-C6H12 | 592-41-6 | C6H12 | SG | SGU-8521 | - | Fixed | TP-70D | 0～1000ppm
1-Hexene | 1-C6H12 | 592-41-6 | C6H12 | RI | DE-3315-1 | - | Fixed | SD-1RIseries | 0～100%LEL
1-Hexene | 1-C6H12 | 592-41-6 | C6H12 | HW | HW-6211 | - | Fixed | SD-1(TYPE GP)series | ～100%LEL
1-Hexene | 1-C6H12 | 592-41-6 | C6H12 | HW | HW-6211 | - | Fixed | SD-D58(TYPE GP)series | ～100%LEL
1-Hexene | 1-C6H12 | 592-41-6 | C6H12 | HW | HW-6211/NC-6211 | - | Fixed | GD-A80series | ～100%LEL/～12000ppm
1-Hexene | 1-C6H12 | 592-41-6 | C6H12 | HW | HW-6211/NC-6211 | - | Fixed | GD-D58(TYPE GP)series | ～100%LEL/～12000ppm
1-Hexene | 1-C6H12 | 592-41-6 | C6H12 | HW | HW-6211/NC-6211 | - | Fixed | GD-D58(TYPE NC)series | ～100%LEL/～12000ppm
1-Hexene | 1-C6H12 | 592-41-6 | C6H12 | HW | HW-6211/NC-6211 | - | Fixed | SD-1(TYPE NC)series | ～100%LEL/～12000ppm
1-Hexene | 1-C6H12 | 592-41-6 | C6H12 | HW | HW-6211/NC-6211 | - | Fixed | SD-D58(TYPE NC)series | ～100%LEL/～12000ppm
1-Hexene | 1-C6H12 | 592-41-6 | C6H12 | SG | SG-8521 | - | Fixed | GD-A80Vseries | 0～50ppm/0～100ppm/0～200ppm/0～300ppm/0～500ppm/0～1000ppm
1-Hexene | 1-C6H12 | 592-41-6 | C6H12 | SG | SG-8521 | - | Fixed | GD-D58・GHseries | 0～50ppm/0～100ppm/0～200ppm/0～300ppm/0～500ppm/0～1000ppm
1-Hexene | 1-C6H12 | 592-41-6 | C6H12 | SG | SG-8521 | - | Fixed | SD-1GHseries | 0～50ppm/0～100ppm/0～200ppm/0～300ppm/0～500ppm/0～1000ppm
1-Hexene | 1-C6H12 | 592-41-6 | C6H12 | SG | SG-8521 | - | Fixed | SD-D58・GHseries | 0～50ppm/0～100ppm/0～200ppm/0～300ppm/0～500ppm/0～1000ppm
1-Methylpyrrolidine | C5H11N | 120-94-5 | C5H11N | SG | SG-8562 | - | Fixed | GD-A80Vseries | 0～20ppm/0～30ppm/0～50ppm/0～100ppm/0～200ppm
1-Methylpyrrolidine | C5H11N | 120-94-5 | C5H11N | SG | SG-8562 | - | Fixed | GD-D58・GHseries | 0～20ppm/0～30ppm/0～50ppm/0～100ppm/0～200ppm
1-Methylpyrrolidine | C5H11N | 120-94-5 | C5H11N | SG | SG-8562 | - | Fixed | SD-1GHseries | 0～20ppm/0～30ppm/0～50ppm/0～100ppm/0～200ppm
1-Methylpyrrolidine | C5H11N | 120-94-5 | C5H11N | SG | SG-8562 | - | Fixed | SD-D58・GHseries | 0～20ppm/0～30ppm/0～50ppm/0～100ppm/0～200ppm
1-Pentene | 1-C5H10 | 109-67-1 | C5H10 | HW | NC-6215 | - | Portable | GP-1000(Specified cal.gas) | 0～100%LEL
2-(Dimethylamino)ethanol | DMEA | 108-01-0 | C4H11NO | HW | HW-6211/NC-6211 | - | Fixed | GD-A80series | ～30%LEL/～4000ppm
2-(Dimethylamino)ethanol | DMEA | 108-01-0 | C4H11NO | HW | HW-6211/NC-6211 | - | Fixed | GD-D58(TYPE GP)series | ～30%LEL/～4000ppm
2-(Dimethylamino)ethanol | DMEA | 108-01-0 | C4H11NO | HW | HW-6211/NC-6211 | - | Fixed | GD-D58(TYPE NC)series | ～30%LEL/～4000ppm
2-(Dimethylamino)ethanol | DMEA | 108-01-0 | C4H11NO | HW | HW-6211/NC-6211 | - | Fixed | SD-1(TYPE NC)series | ～30%LEL/～4000ppm
2-(Dimethylamino)ethanol | DMEA | 108-01-0 | C4H11NO | HW | HW-6211/NC-6211 | - | Fixed | SD-D58(TYPE NC)series | ～30%LEL/～4000ppm
2-(Dimethylamino)ethanol | DMEA | 108-01-0 | C4H11NO | HW | HW-6206 | - | Fixed | SD-2500 | 0～100%LEL | Upper limit of operating temperature of instrument: SD-2500=160℃/SD-2600=200℃/SD-2700：250℃
2-(Dimethylamino)ethanol | DMEA | 108-01-0 | C4H11NO | HW | HW-6206 | - | Fixed | SD-2600 | 0～100%LEL | Upper limit of operating temperature of instrument: SD-2500=160℃/SD-2600=200℃/SD-2700：250℃
2-(Dimethylamino)ethanol | DMEA | 108-01-0 | C4H11NO | HW | HW-6206 | - | Fixed | SD-2700 | 0～100%LEL | Upper limit of operating temperature of instrument: SD-2500=160℃/SD-2600=200℃/SD-2700：250℃
2-(Dimethylamino)ethanol | DMEA | 108-01-0 | C4H11NO | HW | HW-6207 | - | Fixed | GD-A2400 | 0～100%LEL | Upper limit of operating temperature of instrument: GD-A2400=160℃
2-(Dimethylamino)ethanol | DMEA | 108-01-0 | C4H11NO | HW | HW-6208 | - | Fixed | SD-2500 | 0～100%LEL | HW-6206 temperature sorted sensor, Upper limit of operating temperature of instrument: SD-2500=160℃/SD-2600=200℃/SD-2700：250℃
2-(Dimethylamino)ethanol | DMEA | 108-01-0 | C4H11NO | HW | HW-6208 | - | Fixed | SD-2600 | 0～100%LEL | HW-6206 temperature sorted sensor, Upper limit of operating temperature of instrument: SD-2500=160℃/SD-2600=200℃/SD-2700：250℃
2-(Dimethylamino)ethanol | DMEA | 108-01-0 | C4H11NO | HW | HW-6208 | - | Fixed | SD-2700 | 0～100%LEL | HW-6206 temperature sorted sensor, Upper limit of operating temperature of instrument: SD-2500=160℃/SD-2600=200℃/SD-2700：250℃
2-(Dimethylamino)ethanol | DMEA | 108-01-0 | C4H11NO | HW | HW-6212 | - | Fixed | GD-A80-70series | 0～100%LEL
2-(Dimethylamino)ethanol | DMEA | 108-01-0 | C4H11NO | SG | SG-8521 | - | Fixed | GD-A80Vseries | 0～50ppm/0～100ppm/0～200ppm/0～300ppm/0～500ppm/0～1000ppm
2-(Dimethylamino)ethanol | DMEA | 108-01-0 | C4H11NO | SG | SG-8521 | - | Fixed | GD-D58・GHseries | 0～50ppm/0～100ppm/0～200ppm/0～300ppm/0～500ppm/0～1000ppm
2-(Dimethylamino)ethanol | DMEA | 108-01-0 | C4H11NO | SG | SG-8521 | - | Fixed | SD-1GHseries | 0～50ppm/0～100ppm/0～200ppm/0～300ppm/0～500ppm/0～1000ppm
2-(Dimethylamino)ethanol | DMEA | 108-01-0 | C4H11NO | SG | SG-8521 | - | Fixed | SD-D58・GHseries | 0～50ppm/0～100ppm/0～200ppm/0～300ppm/0～500ppm/0～1000ppm
2,2,2-Trifluoroethanol | C2H3OF3 | 75-89-8 | C2H3OF3 | HW | HW-6211 | - | Fixed | SD-1(TYPE GP)series | ～100%LEL
2,2,2-Trifluoroethanol | C2H3OF3 | 75-89-8 | C2H3OF3 | HW | HW-6211 | - | Fixed | SD-D58(TYPE GP)series | ～100%LEL
2,2,2-Trifluoroethanol | C2H3OF3 | 75-89-8 | C2H3OF3 | HW | HW-6211/NC-6211 | - | Fixed | GD-A80series | ～100%LEL/～55000ppm
2,2,2-Trifluoroethanol | C2H3OF3 | 75-89-8 | C2H3OF3 | HW | HW-6211/NC-6211 | - | Fixed | GD-D58(TYPE GP)series | ～100%LEL/～55000ppm
2,2,2-Trifluoroethanol | C2H3OF3 | 75-89-8 | C2H3OF3 | HW | HW-6211/NC-6211 | - | Fixed | GD-D58(TYPE NC)series | ～100%LEL/～55000ppm
2,2,2-Trifluoroethanol | C2H3OF3 | 75-89-8 | C2H3OF3 | HW | HW-6211/NC-6211 | - | Fixed | SD-1(TYPE NC)series | ～100%LEL/～55000ppm
2,2,2-Trifluoroethanol | C2H3OF3 | 75-89-8 | C2H3OF3 | HW | HW-6211/NC-6211 | - | Fixed | SD-D58(TYPE NC)series | ～100%LEL/～55000ppm
2,2,2-Trifluoroethanol | C2H3OF3 | 75-89-8 | C2H3OF3 | SG | SG-8521 | - | Fixed | GD-A80Vseries | 0～200ppm/0～300ppm/0～500ppm/0～1000ppm/0～2000ppm/0～3000ppm/0～5000ppm
2,2,2-Trifluoroethanol | C2H3OF3 | 75-89-8 | C2H3OF3 | SG | SG-8521 | - | Fixed | GD-D58・GHseries | 0～200ppm/0～300ppm/0～500ppm/0～1000ppm/0～2000ppm/0～3000ppm/0～5000ppm
2,2,2-Trifluoroethanol | C2H3OF3 | 75-89-8 | C2H3OF3 | SG | SG-8521 | - | Fixed | SD-1GHseries | 0～200ppm/0～300ppm/0～500ppm/0～1000ppm/0～2000ppm/0～3000ppm/0～5000ppm
2,2,2-Trifluoroethanol | C2H3OF3 | 75-89-8 | C2H3OF3 | SG | SG-8521 | - | Fixed | SD-D58・GHseries | 0～200ppm/0～300ppm/0～500ppm/0～1000ppm/0～2000ppm/0～3000ppm/0～5000ppm
2,2-Difluorobutane | C4H8F2 | 353-81-1 | C4H8F2 | RI | DE-2113-37 | - | Fixed | RI-257 | 0～5000ppm
2,2-Dimethylbutane | Neo-Hex | 75-83-2 | C6H14 | SG | SG-8521 | - | Fixed | GD-A80Vseries | 0～300ppm/0～500ppm/0～1000ppm/0～2000ppm/0～3000ppm/0～5000ppm
2,2-Dimethylbutane | Neo-Hex | 75-83-2 | C6H14 | SG | SG-8521 | - | Fixed | GD-D58・GHseries | 0～300ppm/0～500ppm/0～1000ppm/0～2000ppm/0～3000ppm/0～5000ppm
2,2-Dimethylbutane | Neo-Hex | 75-83-2 | C6H14 | SG | SG-8521 | - | Fixed | SD-1GHseries | 0～300ppm/0～500ppm/0～1000ppm/0～2000ppm/0～3000ppm/0～5000ppm
2,2-Dimethylbutane | Neo-Hex | 75-83-2 | C6H14 | SG | SG-8521 | - | Fixed | SD-D58・GHseries | 0～300ppm/0～500ppm/0～1000ppm/0～2000ppm/0～3000ppm/0～5000ppm
2,3,3,3-Tetrafluoroprop-1-ene | CH2C2F4 | 754-12-1 | C3H2F4 | RI | DE-2113-35 | - | Fixed | RI-257 | 0～5000ppm
2,3,3,3-Tetrafluoroprop-1-ene | CH2C2F4 | 754-12-1 | C3H2F4 | SG | SG-8521 | - | Fixed | GD-A80Vseries | 0～500ppm/0～1000ppm/0～2000ppm/0～3000ppm/0～5000ppm/0～10000ppm/0～20000ppm
2,3,3,3-Tetrafluoroprop-1-ene | CH2C2F4 | 754-12-1 | C3H2F4 | SG | SG-8521 | - | Fixed | GD-D58・GHseries | 0～500ppm/0～1000ppm/0～2000ppm/0～3000ppm/0～5000ppm/0～10000ppm/0～20000ppm
2,3,3,3-Tetrafluoroprop-1-ene | CH2C2F4 | 754-12-1 | C3H2F4 | SG | SG-8521 | - | Fixed | SD-1GHseries | 0～500ppm/0～1000ppm/0～2000ppm/0～3000ppm/0～5000ppm/0～10000ppm/0～20000ppm
2,3,3,3-Tetrafluoroprop-1-ene | CH2C2F4 | 754-12-1 | C3H2F4 | SG | SG-8521 | - | Fixed | SD-D58・GHseries | 0～500ppm/0～1000ppm/0～2000ppm/0～3000ppm/0～5000ppm/0～10000ppm/0～20000ppm
2,3,3,3-Tetrafluoroprop-1-ene | CH2C2F4 | 754-12-1 | C3H2F4 | SH | SH-8662 | - | Portable | SP-220(TYPE SC) | 0～30ppm
2,3,3,3-Tetrafluoroprop-1-ene | CH2C2F4 | 754-12-1 | C3H2F4 | SH | SH-8661 | - | Portable | SP-220(TYPE F) | 0～2000ppm
2,3,3,3-Tetrafluoroprop-1-ene | CH2C2F4 | 754-12-1 | C3H2F4 | SH | SH-8661 | - | Portable | SP-220(TYPE H2) | 0～2000ppm
2,3,3,3-Tetrafluoroprop-1-ene | CH2C2F4 | 754-12-1 | C3H2F4 | IF | IFM-8048 | AIR | Portable | FI-8000 | 0～100%LEL
2,4-Pentanedione | 2,4-pent | 123-54-6 | C5H8O2 | HW | HW-6206 | - | Fixed | SD-2500 | 0～100%LEL | Upper limit of operating temperature of instrument: SD-2500=160℃/SD-2600=200℃/SD-2700：250℃
2,4-Pentanedione | 2,4-pent | 123-54-6 | C5H8O2 | HW | HW-6206 | - | Fixed | SD-2600 | 0～100%LEL | Upper limit of operating temperature of instrument: SD-2500=160℃/SD-2600=200℃/SD-2700：250℃
2,4-Pentanedione | 2,4-pent | 123-54-6 | C5H8O2 | HW | HW-6206 | - | Fixed | SD-2700 | 0～100%LEL | Upper limit of operating temperature of instrument: SD-2500=160℃/SD-2600=200℃/SD-2700：250℃
2,4-Pentanedione | 2,4-pent | 123-54-6 | C5H8O2 | HW | HW-6207 | - | Fixed | GD-A2400 | 0～100%LEL | Upper limit of operating temperature of instrument: GD-A2400=160℃
2,4-Pentanedione | 2,4-pent | 123-54-6 | C5H8O2 | HW | HW-6208 | - | Fixed | SD-2500 | 0～100%LEL | HW-6206 temperature sorted sensor, Upper limit of operating temperature of instrument: SD-2500=160℃/SD-2600=200℃/SD-2700：250℃
2,4-Pentanedione | 2,4-pent | 123-54-6 | C5H8O2 | HW | HW-6208 | - | Fixed | SD-2600 | 0～100%LEL | HW-6206 temperature sorted sensor, Upper limit of operating temperature of instrument: SD-2500=160℃/SD-2600=200℃/SD-2700：250℃
2,4-Pentanedione | 2,4-pent | 123-54-6 | C5H8O2 | HW | HW-6208 | - | Fixed | SD-2700 | 0～100%LEL | HW-6206 temperature sorted sensor, Upper limit of operating temperature of instrument: SD-2500=160℃/SD-2600=200℃/SD-2700：250℃
2,4-Pentanedione | 2,4-pent | 123-54-6 | C5H8O2 | HW | HW-6212 | - | Fixed | GD-A80-70series | 0～100%LEL
2,5-Norbornadiene | BCHD | 121-46-0 | C7H8 | SG | SG-8521 | - | Fixed | GD-A80Vseries | 0～100ppm/0～200ppm/0～300ppm/0～500ppm/0～1000ppm
2,5-Norbornadiene | BCHD | 121-46-0 | C7H8 | SG | SG-8521 | - | Fixed | GD-D58・GHseries | 0～100ppm/0～200ppm/0～300ppm/0～500ppm/0～1000ppm
2,5-Norbornadiene | BCHD | 121-46-0 | C7H8 | SG | SG-8521 | - | Fixed | SD-1GHseries | 0～100ppm/0～200ppm/0～300ppm/0～500ppm/0～1000ppm
2,5-Norbornadiene | BCHD | 121-46-0 | C7H8 | SG | SG-8521 | - | Fixed | SD-D58・GHseries | 0～100ppm/0～200ppm/0～300ppm/0～500ppm/0～1000ppm
2-Butanol | 2-BuOH | 78-92-2 | C4H10O | HW | HW-6211 | - | Fixed | SD-1(TYPE GP)series | ～100%LEL
2-Butanol | 2-BuOH | 78-92-2 | C4H10O | HW | HW-6211 | - | Fixed | SD-D58(TYPE GP)series | ～100%LEL
2-Butanol | 2-BuOH | 78-92-2 | C4H10O | HW | HW-6211/NC-6211 | - | Fixed | GD-A80series | ～100%LEL/～17000ppm
2-Butanol | 2-BuOH | 78-92-2 | C4H10O | HW | HW-6211/NC-6211 | - | Fixed | GD-D58(TYPE GP)series | ～100%LEL/～17000ppm
2-Butanol | 2-BuOH | 78-92-2 | C4H10O | HW | HW-6211/NC-6211 | - | Fixed | GD-D58(TYPE NC)series | ～100%LEL/～17000ppm
2-Butanol | 2-BuOH | 78-92-2 | C4H10O | HW | HW-6211/NC-6211 | - | Fixed | SD-1(TYPE NC)series | ～100%LEL/～17000ppm
2-Butanol | 2-BuOH | 78-92-2 | C4H10O | HW | HW-6211/NC-6211 | - | Fixed | SD-D58(TYPE NC)series | ～100%LEL/～17000ppm
2-Butanol | 2-BuOH | 78-92-2 | C4H10O | IF | IFM-8048 | AIR | Portable | FI-8000 | 0～100%LEL
2-Butoxyethanol | C6H14O2 | 111-76-2 | C6H14O2 | HW | NC-6211 | - | Fixed | GD-A80series | ～25%LEL/～2750ppm
2-Butoxyethanol | C6H14O2 | 111-76-2 | C6H14O2 | HW | NC-6211 | - | Fixed | GD-D58(TYPE GP)series | ～25%LEL/～2750ppm
2-Butoxyethanol | C6H14O2 | 111-76-2 | C6H14O2 | HW | NC-6211 | - | Fixed | GD-D58(TYPE NC)series | ～25%LEL/～2750ppm
2-Butoxyethanol | C6H14O2 | 111-76-2 | C6H14O2 | HW | NC-6211 | - | Fixed | SD-1(TYPE NC)series | ～25%LEL/～2750ppm
2-Butoxyethanol | C6H14O2 | 111-76-2 | C6H14O2 | HW | NC-6211 | - | Fixed | SD-D58(TYPE NC)series | ～25%LEL/～2750ppm
2-Butoxyethanol | C6H14O2 | 111-76-2 | C6H14O2 | HW | HW-6206 | - | Fixed | SD-2500 | 0～100%LEL | Upper limit of operating temperature of instrument: SD-2500=160℃/SD-2600=200℃/SD-2700：250℃
2-Butoxyethanol | C6H14O2 | 111-76-2 | C6H14O2 | HW | HW-6206 | - | Fixed | SD-2600 | 0～100%LEL | Upper limit of operating temperature of instrument: SD-2500=160℃/SD-2600=200℃/SD-2700：250℃
2-Butoxyethanol | C6H14O2 | 111-76-2 | C6H14O2 | HW | HW-6206 | - | Fixed | SD-2700 | 0～100%LEL | Upper limit of operating temperature of instrument: SD-2500=160℃/SD-2600=200℃/SD-2700：250℃
2-Butoxyethanol | C6H14O2 | 111-76-2 | C6H14O2 | HW | HW-6207 | - | Fixed | GD-A2400 | 0～100%LEL | Upper limit of operating temperature of instrument: GD-A2400=160℃
2-Butoxyethanol | C6H14O2 | 111-76-2 | C6H14O2 | HW | HW-6208 | - | Fixed | SD-2500 | 0～100%LEL | HW-6206 temperature sorted sensor, Upper limit of operating temperature of instrument: SD-2500=160℃/SD-2600=200℃/SD-2700：250℃
2-Butoxyethanol | C6H14O2 | 111-76-2 | C6H14O2 | HW | HW-6208 | - | Fixed | SD-2600 | 0～100%LEL | HW-6206 temperature sorted sensor, Upper limit of operating temperature of instrument: SD-2500=160℃/SD-2600=200℃/SD-2700：250℃
2-Butoxyethanol | C6H14O2 | 111-76-2 | C6H14O2 | HW | HW-6208 | - | Fixed | SD-2700 | 0～100%LEL | HW-6206 temperature sorted sensor, Upper limit of operating temperature of instrument: SD-2500=160℃/SD-2600=200℃/SD-2700：250℃
2-Butoxyethanol | C6H14O2 | 111-76-2 | C6H14O2 | HW | HW-6212 | - | Fixed | GD-A80-70series | 0～100%LEL
2-Butoxyethanol | C6H14O2 | 111-76-2 | C6H14O2 | SG | SG-8521 | - | Fixed | GD-A80Vseries | 0～50ppm/0～100ppm/0～200ppm/0～300ppm/0～500ppm/0～1000ppm
2-Butoxyethanol | C6H14O2 | 111-76-2 | C6H14O2 | SG | SG-8521 | - | Fixed | GD-D58・GHseries | 0～50ppm/0～100ppm/0～200ppm/0～300ppm/0～500ppm/0～1000ppm
2-Butoxyethanol | C6H14O2 | 111-76-2 | C6H14O2 | SG | SG-8521 | - | Fixed | SD-1GHseries | 0～50ppm/0～100ppm/0～200ppm/0～300ppm/0～500ppm/0～1000ppm
2-Butoxyethanol | C6H14O2 | 111-76-2 | C6H14O2 | SG | SG-8521 | - | Fixed | SD-D58・GHseries | 0～50ppm/0～100ppm/0～200ppm/0～300ppm/0～500ppm/0～1000ppm
2-Butoxyethyl acetate | C8H16O3 | 112-07-2 | C8H16O3 | SG | SG-8521 | - | Fixed | GD-A80Vseries | 0～200ppm
2-Butoxyethyl acetate | C8H16O3 | 112-07-2 | C8H16O3 | SG | SG-8521 | - | Fixed | GD-D58・GHseries | 0～200ppm
2-Butoxyethyl acetate | C8H16O3 | 112-07-2 | C8H16O3 | SG | SG-8521 | - | Fixed | SD-1GHseries | 0～200ppm
2-Butoxyethyl acetate | C8H16O3 | 112-07-2 | C8H16O3 | SG | SG-8521 | - | Fixed | SD-D58・GHseries | 0～200ppm
2-Butyne | 2-C4H6 | 503-17-3 | C4H6 | SG | SG-8562 | - | Fixed | GD-A80Vseries | 0～100ppm/0～200ppm/0～300ppm/0～500ppm/0～1000ppm/0～2000ppm
2-Butyne | 2-C4H6 | 503-17-3 | C4H6 | SG | SG-8562 | - | Fixed | GD-D58・GHseries | 0～100ppm/0～200ppm/0～300ppm/0～500ppm/0～1000ppm/0～2000ppm
2-Butyne | 2-C4H6 | 503-17-3 | C4H6 | SG | SG-8562 | - | Fixed | SD-1GHseries | 0～100ppm/0～200ppm/0～300ppm/0～500ppm/0～1000ppm/0～2000ppm
2-Butyne | 2-C4H6 | 503-17-3 | C4H6 | SG | SG-8562 | - | Fixed | SD-D58・GHseries | 0～100ppm/0～200ppm/0～300ppm/0～500ppm/0～1000ppm/0～2000ppm
2-Ethoxyethanol | C4H10O2 | 110-80-5 | C4H10O2 | HW | HW-6211/NC-6211 | - | Fixed | GD-A80series | ～85%LEL/～15300ppm
2-Ethoxyethanol | C4H10O2 | 110-80-5 | C4H10O2 | HW | HW-6211/NC-6211 | - | Fixed | GD-D58(TYPE GP)series | ～85%LEL/～15300ppm
2-Ethoxyethanol | C4H10O2 | 110-80-5 | C4H10O2 | HW | HW-6211/NC-6211 | - | Fixed | GD-D58(TYPE NC)series | ～85%LEL/～15300ppm
2-Ethoxyethanol | C4H10O2 | 110-80-5 | C4H10O2 | HW | HW-6211/NC-6211 | - | Fixed | SD-1(TYPE NC)series | ～85%LEL/～15300ppm
2-Ethoxyethanol | C4H10O2 | 110-80-5 | C4H10O2 | HW | HW-6211/NC-6211 | - | Fixed | SD-D58(TYPE NC)series | ～85%LEL/～15300ppm
2-Ethoxyethanol | C4H10O2 | 110-80-5 | C4H10O2 | HW | HW-6206 | - | Fixed | SD-2500 | 0～100%LEL | Upper limit of operating temperature of instrument: SD-2500=160℃/SD-2600=200℃/SD-2700：250℃
2-Ethoxyethanol | C4H10O2 | 110-80-5 | C4H10O2 | HW | HW-6206 | - | Fixed | SD-2600 | 0～100%LEL | Upper limit of operating temperature of instrument: SD-2500=160℃/SD-2600=200℃/SD-2700：250℃
2-Ethoxyethanol | C4H10O2 | 110-80-5 | C4H10O2 | HW | HW-6206 | - | Fixed | SD-2700 | 0～100%LEL | Upper limit of operating temperature of instrument: SD-2500=160℃/SD-2600=200℃/SD-2700：250℃
2-Ethoxyethanol | C4H10O2 | 110-80-5 | C4H10O2 | HW | HW-6207 | - | Fixed | GD-A2400 | 0～100%LEL | Upper limit of operating temperature of instrument: GD-A2400=160℃
2-Ethoxyethanol | C4H10O2 | 110-80-5 | C4H10O2 | HW | HW-6208 | - | Fixed | SD-2500 | 0～100%LEL | HW-6206 temperature sorted sensor, Upper limit of operating temperature of instrument: SD-2500=160℃/SD-2600=200℃/SD-2700：250℃
2-Ethoxyethanol | C4H10O2 | 110-80-5 | C4H10O2 | HW | HW-6208 | - | Fixed | SD-2600 | 0～100%LEL | HW-6206 temperature sorted sensor, Upper limit of operating temperature of instrument: SD-2500=160℃/SD-2600=200℃/SD-2700：250℃
2-Ethoxyethanol | C4H10O2 | 110-80-5 | C4H10O2 | HW | HW-6208 | - | Fixed | SD-2700 | 0～100%LEL | HW-6206 temperature sorted sensor, Upper limit of operating temperature of instrument: SD-2500=160℃/SD-2600=200℃/SD-2700：250℃
2-Ethoxyethanol | C4H10O2 | 110-80-5 | C4H10O2 | HW | HW-6212 | - | Fixed | GD-A80-70series | 0～100%LEL
2-Ethoxyethanol | C4H10O2 | 110-80-5 | C4H10O2 | SG | SG-8521 | - | Fixed | GD-A80Vseries | 0～100ppm/0～200ppm/0～300ppm/0～500ppm/0～1000ppm/0～2000ppm/0～3000ppm/0～5000ppm
2-Ethoxyethanol | C4H10O2 | 110-80-5 | C4H10O2 | SG | SG-8521 | - | Fixed | GD-D58・GHseries | 0～100ppm/0～200ppm/0～300ppm/0～500ppm/0～1000ppm/0～2000ppm/0～3000ppm/0～5000ppm
2-Ethoxyethanol | C4H10O2 | 110-80-5 | C4H10O2 | SG | SG-8521 | - | Fixed | SD-1GHseries | 0～100ppm/0～200ppm/0～300ppm/0～500ppm/0～1000ppm/0～2000ppm/0～3000ppm/0～5000ppm
2-Ethoxyethanol | C4H10O2 | 110-80-5 | C4H10O2 | SG | SG-8521 | - | Fixed | SD-D58・GHseries | 0～100ppm/0～200ppm/0～300ppm/0～500ppm/0～1000ppm/0～2000ppm/0～3000ppm/0～5000ppm
2-Ethoxyethyl acetate | C6H12O3 | 111-15-9 | C6H12O3 | SG | SGU-8511 | - | Fixed | GD-70Dseries | 0～3000ppm
2-Ethoxyethyl acetate | C6H12O3 | 111-15-9 | C6H12O3 | SG | SGU-8511 | - | Fixed | TP-70D | 0～3000ppm
2-Ethoxyethyl acetate | C6H12O3 | 111-15-9 | C6H12O3 | HW | NC-6211 | - | Fixed | GD-A80series | ～50%LEL/～8500ppm
2-Ethoxyethyl acetate | C6H12O3 | 111-15-9 | C6H12O3 | HW | NC-6211 | - | Fixed | GD-D58(TYPE GP)series | ～50%LEL/～8500ppm
2-Ethoxyethyl acetate | C6H12O3 | 111-15-9 | C6H12O3 | HW | NC-6211 | - | Fixed | GD-D58(TYPE NC)series | ～50%LEL/～8500ppm
2-Ethoxyethyl acetate | C6H12O3 | 111-15-9 | C6H12O3 | HW | NC-6211 | - | Fixed | SD-1(TYPE NC)series | ～50%LEL/～8500ppm
2-Ethoxyethyl acetate | C6H12O3 | 111-15-9 | C6H12O3 | HW | NC-6211 | - | Fixed | SD-D58(TYPE NC)series | ～50%LEL/～8500ppm
2-Ethoxyethyl acetate | C6H12O3 | 111-15-9 | C6H12O3 | HW | HW-6206 | - | Fixed | SD-2500 | 0～100%LEL | Upper limit of operating temperature of instrument: SD-2500=160℃/SD-2600=200℃/SD-2700：250℃
2-Ethoxyethyl acetate | C6H12O3 | 111-15-9 | C6H12O3 | HW | HW-6206 | - | Fixed | SD-2600 | 0～100%LEL | Upper limit of operating temperature of instrument: SD-2500=160℃/SD-2600=200℃/SD-2700：250℃
2-Ethoxyethyl acetate | C6H12O3 | 111-15-9 | C6H12O3 | HW | HW-6206 | - | Fixed | SD-2700 | 0～100%LEL | Upper limit of operating temperature of instrument: SD-2500=160℃/SD-2600=200℃/SD-2700：250℃
2-Ethoxyethyl acetate | C6H12O3 | 111-15-9 | C6H12O3 | HW | HW-6207 | - | Fixed | GD-A2400 | 0～100%LEL | Upper limit of operating temperature of instrument: GD-A2400=160℃
2-Ethoxyethyl acetate | C6H12O3 | 111-15-9 | C6H12O3 | HW | HW-6208 | - | Fixed | SD-2500 | 0～100%LEL | HW-6206 temperature sorted sensor, Upper limit of operating temperature of instrument: SD-2500=160℃/SD-2600=200℃/SD-2700：250℃
2-Ethoxyethyl acetate | C6H12O3 | 111-15-9 | C6H12O3 | HW | HW-6208 | - | Fixed | SD-2600 | 0～100%LEL | HW-6206 temperature sorted sensor, Upper limit of operating temperature of instrument: SD-2500=160℃/SD-2600=200℃/SD-2700：250℃
2-Ethoxyethyl acetate | C6H12O3 | 111-15-9 | C6H12O3 | HW | HW-6208 | - | Fixed | SD-2700 | 0～100%LEL | HW-6206 temperature sorted sensor, Upper limit of operating temperature of instrument: SD-2500=160℃/SD-2600=200℃/SD-2700：250℃
2-Ethoxyethyl acetate | C6H12O3 | 111-15-9 | C6H12O3 | HW | HW-6212 | - | Fixed | GD-A80-70series | 0～100%LEL
2-Ethoxyethyl acetate | C6H12O3 | 111-15-9 | C6H12O3 | SG | SG-8511 | - | Fixed | GD-A80Vseries | 0～1000ppm/0～2000ppm/0～3000ppm
2-Ethoxyethyl acetate | C6H12O3 | 111-15-9 | C6H12O3 | SG | SG-8511 | - | Fixed | GD-D58・GHseries | 0～1000ppm/0～2000ppm/0～3000ppm
2-Ethoxyethyl acetate | C6H12O3 | 111-15-9 | C6H12O3 | SG | SG-8511 | - | Fixed | SD-1GHseries | 0～1000ppm/0～2000ppm/0～3000ppm
2-Ethoxyethyl acetate | C6H12O3 | 111-15-9 | C6H12O3 | SG | SG-8511 | - | Fixed | SD-D58・GHseries | 0～1000ppm/0～2000ppm/0～3000ppm
2-Ethoxyethyl acetate | C6H12O3 | 111-15-9 | C6H12O3 | SG | SG-8521 | - | Fixed | GD-A80Vseries | 0～100ppm/0～200ppm/0～300ppm/0～500ppm
2-Ethoxyethyl acetate | C6H12O3 | 111-15-9 | C6H12O3 | SG | SG-8521 | - | Fixed | GD-D58・GHseries | 0～100ppm/0～200ppm/0～300ppm/0～500ppm
2-Ethoxyethyl acetate | C6H12O3 | 111-15-9 | C6H12O3 | SG | SG-8521 | - | Fixed | SD-1GHseries | 0～100ppm/0～200ppm/0～300ppm/0～500ppm
2-Ethoxyethyl acetate | C6H12O3 | 111-15-9 | C6H12O3 | SG | SG-8521 | - | Fixed | SD-D58・GHseries | 0～100ppm/0～200ppm/0～300ppm/0～500ppm
2-Ethylhexyl Acrylate Monomer | 2-EHA | 103-11-7 | C11H20O2 | SG | SG-8521 | - | Fixed | GD-A80Vseries | 0～100ppm/0～200ppm/0～300ppm/0～500ppm/0～1000ppm/0～2000ppm
2-Ethylhexyl Acrylate Monomer | 2-EHA | 103-11-7 | C11H20O2 | SG | SG-8521 | - | Fixed | GD-D58・GHseries | 0～100ppm/0～200ppm/0～300ppm/0～500ppm/0～1000ppm/0～2000ppm
2-Ethylhexyl Acrylate Monomer | 2-EHA | 103-11-7 | C11H20O2 | SG | SG-8521 | - | Fixed | SD-1GHseries | 0～100ppm/0～200ppm/0～300ppm/0～500ppm/0～1000ppm/0～2000ppm
2-Ethylhexyl Acrylate Monomer | 2-EHA | 103-11-7 | C11H20O2 | SG | SG-8521 | - | Fixed | SD-D58・GHseries | 0～100ppm/0～200ppm/0～300ppm/0～500ppm/0～1000ppm/0～2000ppm
2-Ethylhexyl Methacrylate | 2-EHM | 688-84-6 | C12H22O2 | HW | HW-6206 | - | Fixed | SD-2500 | 0～100%LEL | Upper limit of operating temperature of instrument: SD-2500=160℃/SD-2600=200℃/SD-2700：250℃
2-Ethylhexyl Methacrylate | 2-EHM | 688-84-6 | C12H22O2 | HW | HW-6206 | - | Fixed | SD-2600 | 0～100%LEL | Upper limit of operating temperature of instrument: SD-2500=160℃/SD-2600=200℃/SD-2700：250℃
2-Ethylhexyl Methacrylate | 2-EHM | 688-84-6 | C12H22O2 | HW | HW-6206 | - | Fixed | SD-2700 | 0～100%LEL | Upper limit of operating temperature of instrument: SD-2500=160℃/SD-2600=200℃/SD-2700：250℃
2-Ethylhexyl Methacrylate | 2-EHM | 688-84-6 | C12H22O2 | HW | HW-6207 | - | Fixed | GD-A2400 | 0～100%LEL | Upper limit of operating temperature of instrument: GD-A2400=160℃
2-Ethylhexyl Methacrylate | 2-EHM | 688-84-6 | C12H22O2 | HW | HW-6208 | - | Fixed | SD-2500 | 0～100%LEL | HW-6206 temperature sorted sensor, Upper limit of operating temperature of instrument: SD-2500=160℃/SD-2600=200℃/SD-2700：250℃
2-Ethylhexyl Methacrylate | 2-EHM | 688-84-6 | C12H22O2 | HW | HW-6208 | - | Fixed | SD-2600 | 0～100%LEL | HW-6206 temperature sorted sensor, Upper limit of operating temperature of instrument: SD-2500=160℃/SD-2600=200℃/SD-2700：250℃
2-Ethylhexyl Methacrylate | 2-EHM | 688-84-6 | C12H22O2 | HW | HW-6208 | - | Fixed | SD-2700 | 0～100%LEL | HW-6206 temperature sorted sensor, Upper limit of operating temperature of instrument: SD-2500=160℃/SD-2600=200℃/SD-2700：250℃
2-Ethylhexyl Methacrylate | 2-EHM | 688-84-6 | C12H22O2 | HW | HW-6212 | - | Fixed | GD-A80-70series | 0～100%LEL
2-Fluorobutane | C4H9F | 359-01-3 | C4H9F | SG | SG-8521 | - | Fixed | GD-A80Vseries | 0～100ppm/0～200ppm/0～300ppm/0～500ppm/0～1000ppm
2-Fluorobutane | C4H9F | 359-01-3 | C4H9F | SG | SG-8521 | - | Fixed | GD-D58・GHseries | 0～100ppm/0～200ppm/0～300ppm/0～500ppm/0～1000ppm
2-Fluorobutane | C4H9F | 359-01-3 | C4H9F | SG | SG-8521 | - | Fixed | SD-1GHseries | 0～100ppm/0～200ppm/0～300ppm/0～500ppm/0～1000ppm
2-Fluorobutane | C4H9F | 359-01-3 | C4H9F | SG | SG-8521 | - | Fixed | SD-D58・GHseries | 0～100ppm/0～200ppm/0～300ppm/0～500ppm/0～1000ppm
2-Hydroxyethyl Methacrylate | C6H10O3 | 868-77-9 | C6H10O3 | HW | HW-6206 | - | Fixed | SD-2500 | 0～100%LEL | Upper limit of operating temperature of instrument: SD-2500=160℃/SD-2600=200℃/SD-2700：250℃
2-Hydroxyethyl Methacrylate | C6H10O3 | 868-77-9 | C6H10O3 | HW | HW-6206 | - | Fixed | SD-2600 | 0～100%LEL | Upper limit of operating temperature of instrument: SD-2500=160℃/SD-2600=200℃/SD-2700：250℃
2-Hydroxyethyl Methacrylate | C6H10O3 | 868-77-9 | C6H10O3 | HW | HW-6206 | - | Fixed | SD-2700 | 0～100%LEL | Upper limit of operating temperature of instrument: SD-2500=160℃/SD-2600=200℃/SD-2700：250℃
2-Hydroxyethyl Methacrylate | C6H10O3 | 868-77-9 | C6H10O3 | HW | HW-6207 | - | Fixed | GD-A2400 | 0～100%LEL | Upper limit of operating temperature of instrument: GD-A2400=160℃
2-Hydroxyethyl Methacrylate | C6H10O3 | 868-77-9 | C6H10O3 | HW | HW-6208 | - | Fixed | SD-2500 | 0～100%LEL | HW-6206 temperature sorted sensor, Upper limit of operating temperature of instrument: SD-2500=160℃/SD-2600=200℃/SD-2700：250℃
2-Hydroxyethyl Methacrylate | C6H10O3 | 868-77-9 | C6H10O3 | HW | HW-6208 | - | Fixed | SD-2600 | 0～100%LEL | HW-6206 temperature sorted sensor, Upper limit of operating temperature of instrument: SD-2500=160℃/SD-2600=200℃/SD-2700：250℃
2-Hydroxyethyl Methacrylate | C6H10O3 | 868-77-9 | C6H10O3 | HW | HW-6208 | - | Fixed | SD-2700 | 0～100%LEL | HW-6206 temperature sorted sensor, Upper limit of operating temperature of instrument: SD-2500=160℃/SD-2600=200℃/SD-2700：250℃
2-Methoxyethanol | C3H8O2 | 109-86-4 | C3H8O2 | HW | HW-6211 | - | Fixed | SD-1(TYPE GP)series | ～100%LEL
2-Methoxyethanol | C3H8O2 | 109-86-4 | C3H8O2 | HW | HW-6211 | - | Fixed | SD-D58(TYPE GP)series | ～100%LEL
2-Methoxyethanol | C3H8O2 | 109-86-4 | C3H8O2 | HW | HW-6211/NC-6211 | - | Fixed | GD-A80series | ～100%LEL/～25000ppm
2-Methoxyethanol | C3H8O2 | 109-86-4 | C3H8O2 | HW | HW-6211/NC-6211 | - | Fixed | GD-D58(TYPE GP)series | ～100%LEL/～25000ppm
2-Methoxyethanol | C3H8O2 | 109-86-4 | C3H8O2 | HW | HW-6211/NC-6211 | - | Fixed | GD-D58(TYPE NC)series | ～100%LEL/～25000ppm
2-Methoxyethanol | C3H8O2 | 109-86-4 | C3H8O2 | HW | HW-6211/NC-6211 | - | Fixed | SD-1(TYPE NC)series | ～100%LEL/～25000ppm
2-Methoxyethanol | C3H8O2 | 109-86-4 | C3H8O2 | HW | HW-6211/NC-6211 | - | Fixed | SD-D58(TYPE NC)series | ～100%LEL/～25000ppm
2-Methoxyethanol | C3H8O2 | 109-86-4 | C3H8O2 | HW | HW-6206 | - | Fixed | SD-2500 | 0～100%LEL | Upper limit of operating temperature of instrument: SD-2500=160℃/SD-2600=200℃/SD-2700：250℃
2-Methoxyethanol | C3H8O2 | 109-86-4 | C3H8O2 | HW | HW-6206 | - | Fixed | SD-2600 | 0～100%LEL | Upper limit of operating temperature of instrument: SD-2500=160℃/SD-2600=200℃/SD-2700：250℃
2-Methoxyethanol | C3H8O2 | 109-86-4 | C3H8O2 | HW | HW-6206 | - | Fixed | SD-2700 | 0～100%LEL | Upper limit of operating temperature of instrument: SD-2500=160℃/SD-2600=200℃/SD-2700：250℃
2-Methoxyethanol | C3H8O2 | 109-86-4 | C3H8O2 | HW | HW-6207 | - | Fixed | GD-A2400 | 0～100%LEL | Upper limit of operating temperature of instrument: GD-A2400=160℃
2-Methoxyethanol | C3H8O2 | 109-86-4 | C3H8O2 | HW | HW-6208 | - | Fixed | SD-2500 | 0～100%LEL | HW-6206 temperature sorted sensor, Upper limit of operating temperature of instrument: SD-2500=160℃/SD-2600=200℃/SD-2700：250℃
2-Methoxyethanol | C3H8O2 | 109-86-4 | C3H8O2 | HW | HW-6208 | - | Fixed | SD-2600 | 0～100%LEL | HW-6206 temperature sorted sensor, Upper limit of operating temperature of instrument: SD-2500=160℃/SD-2600=200℃/SD-2700：250℃
2-Methoxyethanol | C3H8O2 | 109-86-4 | C3H8O2 | HW | HW-6208 | - | Fixed | SD-2700 | 0～100%LEL | HW-6206 temperature sorted sensor, Upper limit of operating temperature of instrument: SD-2500=160℃/SD-2600=200℃/SD-2700：250℃
2-Methoxyethanol | C3H8O2 | 109-86-4 | C3H8O2 | HW | HW-6212 | - | Fixed | GD-A80-70series | 0～100%LEL
2-Methoxyethanol | C3H8O2 | 109-86-4 | C3H8O2 | SG | SG-8521 | - | Fixed | GD-A80Vseries | 0～50ppm/0～100ppm/0～200ppm/0～300ppm/0～500ppm/0～1000ppm/0～2000ppm
2-Methoxyethanol | C3H8O2 | 109-86-4 | C3H8O2 | SG | SG-8521 | - | Fixed | GD-D58・GHseries | 0～50ppm/0～100ppm/0～200ppm/0～300ppm/0～500ppm/0～1000ppm/0～2000ppm
2-Methoxyethanol | C3H8O2 | 109-86-4 | C3H8O2 | SG | SG-8521 | - | Fixed | SD-1GHseries | 0～50ppm/0～100ppm/0～200ppm/0～300ppm/0～500ppm/0～1000ppm/0～2000ppm
2-Methoxyethanol | C3H8O2 | 109-86-4 | C3H8O2 | SG | SG-8521 | - | Fixed | SD-D58・GHseries | 0～50ppm/0～100ppm/0～200ppm/0～300ppm/0～500ppm/0～1000ppm/0～2000ppm
2-Methylhexane | i-C7H16 | 591-76-4 | C7H16 | HW | HW-6206 | - | Fixed | SD-2500 | 0～100%LEL | Upper limit of operating temperature of instrument: SD-2500=160℃/SD-2600=200℃/SD-2700：250℃
2-Methylhexane | i-C7H16 | 591-76-4 | C7H16 | HW | HW-6206 | - | Fixed | SD-2600 | 0～100%LEL | Upper limit of operating temperature of instrument: SD-2500=160℃/SD-2600=200℃/SD-2700：250℃
2-Methylhexane | i-C7H16 | 591-76-4 | C7H16 | HW | HW-6206 | - | Fixed | SD-2700 | 0～100%LEL | Upper limit of operating temperature of instrument: SD-2500=160℃/SD-2600=200℃/SD-2700：250℃
2-Methylhexane | i-C7H16 | 591-76-4 | C7H16 | HW | HW-6207 | - | Fixed | GD-A2400 | 0～100%LEL | Upper limit of operating temperature of instrument: GD-A2400=160℃
2-Methylhexane | i-C7H16 | 591-76-4 | C7H16 | HW | HW-6208 | - | Fixed | SD-2500 | 0～100%LEL | HW-6206 temperature sorted sensor, Upper limit of operating temperature of instrument: SD-2500=160℃/SD-2600=200℃/SD-2700：250℃
2-Methylhexane | i-C7H16 | 591-76-4 | C7H16 | HW | HW-6208 | - | Fixed | SD-2600 | 0～100%LEL | HW-6206 temperature sorted sensor, Upper limit of operating temperature of instrument: SD-2500=160℃/SD-2600=200℃/SD-2700：250℃
2-Methylhexane | i-C7H16 | 591-76-4 | C7H16 | HW | HW-6208 | - | Fixed | SD-2700 | 0～100%LEL | HW-6206 temperature sorted sensor, Upper limit of operating temperature of instrument: SD-2500=160℃/SD-2600=200℃/SD-2700：250℃
2-Methylhexane | i-C7H16 | 591-76-4 | C7H16 | HW | HW-6212 | - | Fixed | GD-A80-70series | 0～100%LEL
2-Norbornene | C7H10 | 498-66-8 | C7H10 | HW | HW-6211/NC-6211 | - | Fixed | GD-A80series | ～10000ppm
2-Norbornene | C7H10 | 498-66-8 | C7H10 | HW | HW-6211/NC-6211 | - | Fixed | GD-D58(TYPE GP)series | ～10000ppm
2-Norbornene | C7H10 | 498-66-8 | C7H10 | HW | HW-6211/NC-6211 | - | Fixed | GD-D58(TYPE NC)series | ～10000ppm
2-Norbornene | C7H10 | 498-66-8 | C7H10 | HW | HW-6211/NC-6211 | - | Fixed | SD-1(TYPE NC)series | ～10000ppm
2-Norbornene | C7H10 | 498-66-8 | C7H10 | HW | HW-6211/NC-6211 | - | Fixed | SD-D58(TYPE NC)series | ～10000ppm
3-Methoxybutyl Acetate | C7H14O3 | 4435-53-4 | C7H14O3 | SG | SG-8562 | - | Fixed | GD-A80Vseries | 0～50ppm/0～100ppm/0～200ppm/0～300ppm/0～500ppm/0～1000ppm/0～2000ppm
3-Methoxybutyl Acetate | C7H14O3 | 4435-53-4 | C7H14O3 | SG | SG-8562 | - | Fixed | GD-D58・GHseries | 0～50ppm/0～100ppm/0～200ppm/0～300ppm/0～500ppm/0～1000ppm/0～2000ppm
3-Methoxybutyl Acetate | C7H14O3 | 4435-53-4 | C7H14O3 | SG | SG-8562 | - | Fixed | SD-1GHseries | 0～50ppm/0～100ppm/0～200ppm/0～300ppm/0～500ppm/0～1000ppm/0～2000ppm
3-Methoxybutyl Acetate | C7H14O3 | 4435-53-4 | C7H14O3 | SG | SG-8562 | - | Fixed | SD-D58・GHseries | 0～50ppm/0～100ppm/0～200ppm/0～300ppm/0～500ppm/0～1000ppm/0～2000ppm
3-Methyl-3-pentanol | 3M3POH | 77-74-7 | C6H14O | SG | SG-8521 | - | Fixed | GD-A80Vseries | 0～100ppm/0～200ppm/0～300ppm/0～500ppm/0～1000ppm
3-Methyl-3-pentanol | 3M3POH | 77-74-7 | C6H14O | SG | SG-8521 | - | Fixed | GD-D58・GHseries | 0～100ppm/0～200ppm/0～300ppm/0～500ppm/0～1000ppm
3-Methyl-3-pentanol | 3M3POH | 77-74-7 | C6H14O | SG | SG-8521 | - | Fixed | SD-1GHseries | 0～100ppm/0～200ppm/0～300ppm/0～500ppm/0～1000ppm
3-Methyl-3-pentanol | 3M3POH | 77-74-7 | C6H14O | SG | SG-8521 | - | Fixed | SD-D58・GHseries | 0～100ppm/0～200ppm/0～300ppm/0～500ppm/0～1000ppm
4-Methoxy-4-methyl-2-pentanone | C7H14O2 | 107-70-0 | C7H14O2 | SG | SG-8521 | - | Fixed | GD-A80Vseries | 0～100ppm/0～200ppm/0～300ppm/0～500ppm/0～1000ppm
4-Methoxy-4-methyl-2-pentanone | C7H14O2 | 107-70-0 | C7H14O2 | SG | SG-8521 | - | Fixed | GD-D58・GHseries | 0～100ppm/0～200ppm/0～300ppm/0～500ppm/0～1000ppm
4-Methoxy-4-methyl-2-pentanone | C7H14O2 | 107-70-0 | C7H14O2 | SG | SG-8521 | - | Fixed | SD-1GHseries | 0～100ppm/0～200ppm/0～300ppm/0～500ppm/0～1000ppm
4-Methoxy-4-methyl-2-pentanone | C7H14O2 | 107-70-0 | C7H14O2 | SG | SG-8521 | - | Fixed | SD-D58・GHseries | 0～100ppm/0～200ppm/0～300ppm/0～500ppm/0～1000ppm
4-Methyl-2-pentanol | C6H14O | 108-11-2 | C6H14O | HW | HW-6211 | - | Fixed | SD-1(TYPE GP)series | ～100%LEL
4-Methyl-2-pentanol | C6H14O | 108-11-2 | C6H14O | HW | HW-6211 | - | Fixed | SD-D58(TYPE GP)series | ～100%LEL
4-Methyl-2-pentanol | C6H14O | 108-11-2 | C6H14O | HW | HW-6211/NC-6211 | - | Fixed | GD-A80series | ～100%LEL/～10000ppm
4-Methyl-2-pentanol | C6H14O | 108-11-2 | C6H14O | HW | HW-6211/NC-6211 | - | Fixed | GD-D58(TYPE GP)series | ～100%LEL/～10000ppm
4-Methyl-2-pentanol | C6H14O | 108-11-2 | C6H14O | HW | HW-6211/NC-6211 | - | Fixed | GD-D58(TYPE NC)series | ～100%LEL/～10000ppm
4-Methyl-2-pentanol | C6H14O | 108-11-2 | C6H14O | HW | HW-6211/NC-6211 | - | Fixed | SD-1(TYPE NC)series | ～100%LEL/～10000ppm
4-Methyl-2-pentanol | C6H14O | 108-11-2 | C6H14O | HW | HW-6211/NC-6211 | - | Fixed | SD-D58(TYPE NC)series | ～100%LEL/～10000ppm
4-Methyl-2-pentanol | C6H14O | 108-11-2 | C6H14O | SG | SG-8521 | - | Fixed | GD-A80Vseries | 0～50ppm/0～100ppm/0～200ppm/0～300ppm/0～500ppm/0～1000ppm
4-Methyl-2-pentanol | C6H14O | 108-11-2 | C6H14O | SG | SG-8521 | - | Fixed | GD-D58・GHseries | 0～50ppm/0～100ppm/0～200ppm/0～300ppm/0～500ppm/0～1000ppm
4-Methyl-2-pentanol | C6H14O | 108-11-2 | C6H14O | SG | SG-8521 | - | Fixed | SD-1GHseries | 0～50ppm/0～100ppm/0～200ppm/0～300ppm/0～500ppm/0～1000ppm
4-Methyl-2-pentanol | C6H14O | 108-11-2 | C6H14O | SG | SG-8521 | - | Fixed | SD-D58・GHseries | 0～50ppm/0～100ppm/0～200ppm/0～300ppm/0～500ppm/0～1000ppm
4-Methylmorpholine | C5H11NO | 109-02-4 | C5H11NO | SG | SG-8521 | - | Fixed | GD-A80Vseries | 0～100ppm/0～200ppm/0～300ppm/0～500ppm/0～1000ppm/0～2000ppm
4-Methylmorpholine | C5H11NO | 109-02-4 | C5H11NO | SG | SG-8521 | - | Fixed | GD-D58・GHseries | 0～100ppm/0～200ppm/0～300ppm/0～500ppm/0～1000ppm/0～2000ppm
4-Methylmorpholine | C5H11NO | 109-02-4 | C5H11NO | SG | SG-8521 | - | Fixed | SD-1GHseries | 0～100ppm/0～200ppm/0～300ppm/0～500ppm/0～1000ppm/0～2000ppm
4-Methylmorpholine | C5H11NO | 109-02-4 | C5H11NO | SG | SG-8521 | - | Fixed | SD-D58・GHseries | 0～100ppm/0～200ppm/0～300ppm/0～500ppm/0～1000ppm/0～2000ppm
4-Vinylpyridine | C7H7N | 100-43-6 | C7H7N | HW | HW-6212 | - | Fixed | GD-A80-70series | 0～100%LEL
4-Vinylpyridine | C7H7N | 100-43-6 | C7H7N | SG | SG-8562 | - | Fixed | GD-A80Vseries | 0～100ppm/0～200ppm/0～300ppm/0～500ppm
4-Vinylpyridine | C7H7N | 100-43-6 | C7H7N | SG | SG-8562 | - | Fixed | GD-D58・GHseries | 0～100ppm/0～200ppm/0～300ppm/0～500ppm
4-Vinylpyridine | C7H7N | 100-43-6 | C7H7N | SG | SG-8562 | - | Fixed | SD-1GHseries | 0～100ppm/0～200ppm/0～300ppm/0～500ppm
4-Vinylpyridine | C7H7N | 100-43-6 | C7H7N | SG | SG-8562 | - | Fixed | SD-D58・GHseries | 0～100ppm/0～200ppm/0～300ppm/0～500ppm
Acetic Acid | C2H4O2 | 64-19-7 | C2H4O2 | ES | ESU-K233 | - | Fixed | GD-70Dseries | 0～30ppm
Acetic Acid | C2H4O2 | 64-19-7 | C2H4O2 | ES | ESU-K233 | - | Fixed | TP-70D | 0～30ppm
Acetic Acid | C2H4O2 | 64-19-7 | C2H4O2 | ES | ESM-K233 | - | Fixed | GD-K88Aiseries | 0～30ppm
Acetic Acid | C2H4O2 | 64-19-7 | C2H4O2 | ES | ESM-K233 | - | Fixed | GD-K88Diseries | 0～30ppm
Acetic Acid | C2H4O2 | 64-19-7 | C2H4O2 | HW | HW-6211 | - | Fixed | SD-1(TYPE GP)series | ～100%LEL
Acetic Acid | C2H4O2 | 64-19-7 | C2H4O2 | HW | HW-6211 | - | Fixed | SD-D58(TYPE GP)series | ～100%LEL
Acetic Acid | C2H4O2 | 64-19-7 | C2H4O2 | HW | HW-6211/NC-6211 | - | Fixed | GD-A80series | ～100%LEL/～40000ppm
Acetic Acid | C2H4O2 | 64-19-7 | C2H4O2 | HW | HW-6211/NC-6211 | - | Fixed | GD-D58(TYPE GP)series | ～100%LEL/～40000ppm
Acetic Acid | C2H4O2 | 64-19-7 | C2H4O2 | HW | HW-6211/NC-6211 | - | Fixed | GD-D58(TYPE NC)series | ～100%LEL/～40000ppm
Acetic Acid | C2H4O2 | 64-19-7 | C2H4O2 | HW | HW-6211/NC-6211 | - | Fixed | SD-1(TYPE NC)series | ～100%LEL/～40000ppm
Acetic Acid | C2H4O2 | 64-19-7 | C2H4O2 | HW | HW-6211/NC-6211 | - | Fixed | SD-D58(TYPE NC)series | ～100%LEL/～40000ppm
Acetic Acid | C2H4O2 | 64-19-7 | C2H4O2 | HW | HW-6206 | - | Fixed | SD-2500 | 0～100%LEL | Upper limit of operating temperature of instrument: SD-2500=160℃/SD-2600=200℃/SD-2700：250℃
Acetic Acid | C2H4O2 | 64-19-7 | C2H4O2 | HW | HW-6206 | - | Fixed | SD-2600 | 0～100%LEL | Upper limit of operating temperature of instrument: SD-2500=160℃/SD-2600=200℃/SD-2700：250℃
Acetic Acid | C2H4O2 | 64-19-7 | C2H4O2 | HW | HW-6206 | - | Fixed | SD-2700 | 0～100%LEL | Upper limit of operating temperature of instrument: SD-2500=160℃/SD-2600=200℃/SD-2700：250℃
Acetic Acid | C2H4O2 | 64-19-7 | C2H4O2 | HW | HW-6207 | - | Fixed | GD-A2400 | 0～100%LEL | Upper limit of operating temperature of instrument: GD-A2400=160℃
Acetic Acid | C2H4O2 | 64-19-7 | C2H4O2 | HW | HW-6208 | - | Fixed | SD-2500 | 0～100%LEL | HW-6206 temperature sorted sensor, Upper limit of operating temperature of instrument: SD-2500=160℃/SD-2600=200℃/SD-2700：250℃
Acetic Acid | C2H4O2 | 64-19-7 | C2H4O2 | HW | HW-6208 | - | Fixed | SD-2600 | 0～100%LEL | HW-6206 temperature sorted sensor, Upper limit of operating temperature of instrument: SD-2500=160℃/SD-2600=200℃/SD-2700：250℃
Acetic Acid | C2H4O2 | 64-19-7 | C2H4O2 | HW | HW-6208 | - | Fixed | SD-2700 | 0～100%LEL | HW-6206 temperature sorted sensor, Upper limit of operating temperature of instrument: SD-2500=160℃/SD-2600=200℃/SD-2700：250℃
Acetic Acid | C2H4O2 | 64-19-7 | C2H4O2 | HW | HW-6212 | - | Fixed | GD-A80-70series | 0～100%LEL
Acetic Acid | C2H4O2 | 64-19-7 | C2H4O2 | SG | SG-8521 | - | Fixed | GD-A80Vseries | 0～1000ppm/0～2000ppm/0～3000ppm/0～5000ppm
Acetic Acid | C2H4O2 | 64-19-7 | C2H4O2 | SG | SG-8521 | - | Fixed | GD-D58・GHseries | 0～1000ppm/0～2000ppm/0～3000ppm/0～5000ppm
Acetic Acid | C2H4O2 | 64-19-7 | C2H4O2 | SG | SG-8521 | - | Fixed | SD-1GHseries | 0～1000ppm/0～2000ppm/0～3000ppm/0～5000ppm
Acetic Acid | C2H4O2 | 64-19-7 | C2H4O2 | SG | SG-8521 | - | Fixed | SD-D58・GHseries | 0～1000ppm/0～2000ppm/0～3000ppm/0～5000ppm
Acetic Acid | C2H4O2 | 64-19-7 | C2H4O2 | SG | SG-8562 | - | Fixed | GD-A80Vseries | 0～300ppm
Acetic Acid | C2H4O2 | 64-19-7 | C2H4O2 | SG | SG-8562 | - | Fixed | GD-D58・GHseries | 0～300ppm
Acetic Acid | C2H4O2 | 64-19-7 | C2H4O2 | SG | SG-8562 | - | Fixed | SD-1GHseries | 0～300ppm
Acetic Acid | C2H4O2 | 64-19-7 | C2H4O2 | SG | SG-8562 | - | Fixed | SD-D58・GHseries | 0～300ppm
Acetic Acid | C2H4O2 | 64-19-7 | C2H4O2 | SG | SG-8562 | - | Fixed | GD-A80Vseries | 0～300ppm | Standard sensor: SG-8521
Acetic Acid | C2H4O2 | 64-19-7 | C2H4O2 | SG | SG-8562 | - | Fixed | GD-D58・GHseries | 0～300ppm | Standard sensor: SG-8521
Acetic Acid | C2H4O2 | 64-19-7 | C2H4O2 | SG | SG-8562 | - | Fixed | SD-1GHseries | 0～300ppm | Standard sensor: SG-8521
Acetic Acid | C2H4O2 | 64-19-7 | C2H4O2 | SG | SG-8562 | - | Fixed | SD-D58・GHseries | 0～300ppm | Standard sensor: SG-8521
Acetic Acid | C2H4O2 | 64-19-7 | C2H4O2 | ES | ESM-K233 | - | Portable | SC-8000 | 0～30ppm
Acetic Aldehyde | ALD | 75-07-0 | C2H4O | SG | SGU-8521 | - | Fixed | GD-70Dseries | 0～100ppm
Acetic Aldehyde | ALD | 75-07-0 | C2H4O | SG | SGU-8521 | - | Fixed | TP-70D | 0～100ppm
Acetic Aldehyde | ALD | 75-07-0 | C2H4O | HW | HW-6211 | - | Fixed | SD-1(TYPE GP)series | ～100%LEL
Acetic Aldehyde | ALD | 75-07-0 | C2H4O | HW | HW-6211 | - | Fixed | SD-D58(TYPE GP)series | ～100%LEL
Acetic Aldehyde | ALD | 75-07-0 | C2H4O | HW | HW-6211/NC-6211 | - | Fixed | GD-A80series | ～100%LEL～40000ppm
Acetic Aldehyde | ALD | 75-07-0 | C2H4O | HW | HW-6211/NC-6211 | - | Fixed | GD-D58(TYPE GP)series | ～100%LEL～40000ppm
Acetic Aldehyde | ALD | 75-07-0 | C2H4O | HW | HW-6211/NC-6211 | - | Fixed | GD-D58(TYPE NC)series | ～100%LEL～40000ppm
Acetic Aldehyde | ALD | 75-07-0 | C2H4O | HW | HW-6211/NC-6211 | - | Fixed | SD-1(TYPE NC)series | ～100%LEL～40000ppm
Acetic Aldehyde | ALD | 75-07-0 | C2H4O | HW | HW-6211/NC-6211 | - | Fixed | SD-D58(TYPE NC)series | ～100%LEL～40000ppm
Acetic Aldehyde | ALD | 75-07-0 | C2H4O | SG | SG-8521 | - | Fixed | GD-A80Vseries | 0～50ppm/0～100ppm/0～200ppm/0～300ppm/0～500ppm/0～1000ppm/0～2000ppm
Acetic Aldehyde | ALD | 75-07-0 | C2H4O | SG | SG-8521 | - | Fixed | GD-D58・GHseries | 0～50ppm/0～100ppm/0～200ppm/0～300ppm/0～500ppm/0～1000ppm/0～2000ppm
Acetic Aldehyde | ALD | 75-07-0 | C2H4O | SG | SG-8521 | - | Fixed | SD-1GHseries | 0～50ppm/0～100ppm/0～200ppm/0～300ppm/0～500ppm/0～1000ppm/0～2000ppm
Acetic Aldehyde | ALD | 75-07-0 | C2H4O | SG | SG-8521 | - | Fixed | SD-D58・GHseries | 0～50ppm/0～100ppm/0～200ppm/0～300ppm/0～500ppm/0～1000ppm/0～2000ppm
Acetic Aldehyde | ALD | 75-07-0 | C2H4O | HW | NC-6215 | - | Portable | GP-1000(Specified cal.gas) | 0～100%LEL
Acetic Aldehyde | ALD | 75-07-0 | C2H4O | IF | IFM-8048 | N2 | Portable | FI-8000 | 0～5vol%
Acetic anhydride | C4H6O3 | 108-24-7 | C4H6O3 | SG | SG-8521 | - | Fixed | GD-A80Vseries | 0～500ppm/0～1000ppm/0～2000ppm/0～3000ppm/0～5000ppm
Acetic anhydride | C4H6O3 | 108-24-7 | C4H6O3 | SG | SG-8521 | - | Fixed | GD-D58・GHseries | 0～500ppm/0～1000ppm/0～2000ppm/0～3000ppm/0～5000ppm
Acetic anhydride | C4H6O3 | 108-24-7 | C4H6O3 | SG | SG-8521 | - | Fixed | SD-1GHseries | 0～500ppm/0～1000ppm/0～2000ppm/0～3000ppm/0～5000ppm
Acetic anhydride | C4H6O3 | 108-24-7 | C4H6O3 | SG | SG-8521 | - | Fixed | SD-D58・GHseries | 0～500ppm/0～1000ppm/0～2000ppm/0～3000ppm/0～5000ppm
Acetone | C3H6O | 67-64-1 | C3H6O | SG | SGU-8511 | - | Fixed | GD-70Dseries | 0～2000ppm
Acetone | C3H6O | 67-64-1 | C3H6O | SG | SGU-8511 | - | Fixed | TP-70D | 0～2000ppm
Acetone | C3H6O | 67-64-1 | C3H6O | SG | SGU-8521 | - | Fixed | GD-70Dseries | 0～100ppm
Acetone | C3H6O | 67-64-1 | C3H6O | SG | SGU-8521 | - | Fixed | TP-70D | 0～100ppm
Acetone | C3H6O | 67-64-1 | C3H6O | HW | NCU‐6211 | - | Fixed | GD-70Dseries | 0～100%LEL | Confirm that GD-70D is non-explosion proof
Acetone | C3H6O | 67-64-1 | C3H6O | HW | NCU‐6211 | - | Fixed | TP-70D | 0～100%LEL | Confirm that GD-70D is non-explosion proof
Acetone | C3H6O | 67-64-1 | C3H6O | RI | DE-3315-1 | - | Fixed | SD-1RIseries | 0～100%LEL
Acetone | C3H6O | 67-64-1 | C3H6O | HW | HW-6211 | - | Fixed | SD-1(TYPE GP)series | ～100%LEL
Acetone | C3H6O | 67-64-1 | C3H6O | HW | HW-6211 | - | Fixed | SD-D58(TYPE GP)series | ～100%LEL
Acetone | C3H6O | 67-64-1 | C3H6O | HW | HW-6211/NC-6211 | - | Fixed | GD-A80series | ～100%LEL/～21500ppm
Acetone | C3H6O | 67-64-1 | C3H6O | HW | HW-6211/NC-6211 | - | Fixed | GD-D58(TYPE GP)series | ～100%LEL/～21500ppm
Acetone | C3H6O | 67-64-1 | C3H6O | HW | HW-6211/NC-6211 | - | Fixed | GD-D58(TYPE NC)series | ～100%LEL/～21500ppm
Acetone | C3H6O | 67-64-1 | C3H6O | HW | HW-6211/NC-6211 | - | Fixed | SD-1(TYPE NC)series | ～100%LEL/～21500ppm
Acetone | C3H6O | 67-64-1 | C3H6O | HW | HW-6211/NC-6211 | - | Fixed | SD-D58(TYPE NC)series | ～100%LEL/～21500ppm
Acetone | C3H6O | 67-64-1 | C3H6O | HW | HW-6206 | - | Fixed | SD-2500 | 0～100%LEL | Upper limit of operating temperature of instrument: SD-2500=160℃/SD-2600=200℃/SD-2700：250℃
Acetone | C3H6O | 67-64-1 | C3H6O | HW | HW-6206 | - | Fixed | SD-2600 | 0～100%LEL | Upper limit of operating temperature of instrument: SD-2500=160℃/SD-2600=200℃/SD-2700：250℃
Acetone | C3H6O | 67-64-1 | C3H6O | HW | HW-6206 | - | Fixed | SD-2700 | 0～100%LEL | Upper limit of operating temperature of instrument: SD-2500=160℃/SD-2600=200℃/SD-2700：250℃
Acetone | C3H6O | 67-64-1 | C3H6O | HW | HW-6207 | - | Fixed | GD-A2400 | 0～100%LEL | Upper limit of operating temperature of instrument: GD-A2400=160℃
Acetone | C3H6O | 67-64-1 | C3H6O | HW | HW-6208 | - | Fixed | SD-2500 | 0～100%LEL | HW-6206 temperature sorted sensor, Upper limit of operating temperature of instrument: SD-2500=160℃/SD-2600=200℃/SD-2700：250℃
Acetone | C3H6O | 67-64-1 | C3H6O | HW | HW-6208 | - | Fixed | SD-2600 | 0～100%LEL | HW-6206 temperature sorted sensor, Upper limit of operating temperature of instrument: SD-2500=160℃/SD-2600=200℃/SD-2700：250℃
Acetone | C3H6O | 67-64-1 | C3H6O | HW | HW-6208 | - | Fixed | SD-2700 | 0～100%LEL | HW-6206 temperature sorted sensor, Upper limit of operating temperature of instrument: SD-2500=160℃/SD-2600=200℃/SD-2700：250℃
Acetone | C3H6O | 67-64-1 | C3H6O | HW | HW-6212 | - | Fixed | GD-A80-70series | 0～100%LEL
Acetone | C3H6O | 67-64-1 | C3H6O | SG | SG-8511 | - | Fixed | GD-A80Vseries | 0～2000ppm/0～3000ppm/0～5000ppm/0～10000ppm
Acetone | C3H6O | 67-64-1 | C3H6O | SG | SG-8511 | - | Fixed | GD-D58・GHseries | 0～2000ppm/0～3000ppm/0～5000ppm/0～10000ppm
Acetone | C3H6O | 67-64-1 | C3H6O | SG | SG-8511 | - | Fixed | SD-1GHseries | 0～2000ppm/0～3000ppm/0～5000ppm/0～10000ppm
Acetone | C3H6O | 67-64-1 | C3H6O | SG | SG-8511 | - | Fixed | SD-D58・GHseries | 0～2000ppm/0～3000ppm/0～5000ppm/0～10000ppm
Acetone | C3H6O | 67-64-1 | C3H6O | SG | SG-8521 | - | Fixed | GD-A80Vseries | 0～100ppm/0～200ppm/0～300ppm/0～500ppm/0～1000ppm
Acetone | C3H6O | 67-64-1 | C3H6O | SG | SG-8521 | - | Fixed | GD-D58・GHseries | 0～100ppm/0～200ppm/0～300ppm/0～500ppm/0～1000ppm
Acetone | C3H6O | 67-64-1 | C3H6O | SG | SG-8521 | - | Fixed | SD-1GHseries | 0～100ppm/0～200ppm/0～300ppm/0～500ppm/0～1000ppm
Acetone | C3H6O | 67-64-1 | C3H6O | SG | SG-8521 | - | Fixed | SD-D58・GHseries | 0～100ppm/0～200ppm/0～300ppm/0～500ppm/0～1000ppm
Acetone | C3H6O | 67-64-1 | C3H6O | HW | NC-6215 | - | Portable | GP-1000(HC/CH4) | 0～100%LEL
Acetone | C3H6O | 67-64-1 | C3H6O | HW | NC-6307 | - | Portable | NC-1000(HC/CH4) | 0～10000ppm
Acetone | C3H6O | 67-64-1 | C3H6O | SH | SH-8662 | - | Portable | SP-220(TYPE SC) | 0～10ppm
Acetone | C3H6O | 67-64-1 | C3H6O | IF | IFM-8048 | AIR | Portable | FI-8000 | 0～100%LEL
Acetone | C3H6O | 67-64-1 | C3H6O | IF | IFM-8048 | AIR | Portable | FI-8000 | 0～100%LEL
Acetone cyanohydrin | ACH | 75-86-5 | C4H7NO | SG | SG-8521 | - | Fixed | GD-A80Vseries | 0～100ppm/0～200ppm/0～300ppm/0～500ppm/0～1000ppm/0～2000ppm/0～3000ppm/0～5000ppm
Acetone cyanohydrin | ACH | 75-86-5 | C4H7NO | SG | SG-8521 | - | Fixed | GD-D58・GHseries | 0～100ppm/0～200ppm/0～300ppm/0～500ppm/0～1000ppm/0～2000ppm/0～3000ppm/0～5000ppm
Acetone cyanohydrin | ACH | 75-86-5 | C4H7NO | SG | SG-8521 | - | Fixed | SD-1GHseries | 0～100ppm/0～200ppm/0～300ppm/0～500ppm/0～1000ppm/0～2000ppm/0～3000ppm/0～5000ppm
Acetone cyanohydrin | ACH | 75-86-5 | C4H7NO | SG | SG-8521 | - | Fixed | SD-D58・GHseries | 0～100ppm/0～200ppm/0～300ppm/0～500ppm/0～1000ppm/0～2000ppm/0～3000ppm/0～5000ppm
Acetonitrile | CH3CN | 75-05-8 | C2H3N | SG | SGU-8521 | - | Fixed | GD-70Dseries | 0～2000ppm
Acetonitrile | CH3CN | 75-05-8 | C2H3N | SG | SGU-8521 | - | Fixed | TP-70D | 0～2000ppm
Acetonitrile | CH3CN | 75-05-8 | C2H3N | HW | HW-6211 | - | Fixed | SD-1(TYPE GP)series | ～100%LEL
Acetonitrile | CH3CN | 75-05-8 | C2H3N | HW | HW-6211 | - | Fixed | SD-D58(TYPE GP)series | ～100%LEL
Acetonitrile | CH3CN | 75-05-8 | C2H3N | HW | HW-6211/NC-6211 | - | Fixed | GD-A80series | ～100%LEL/～30000ppm
Acetonitrile | CH3CN | 75-05-8 | C2H3N | HW | HW-6211/NC-6211 | - | Fixed | GD-D58(TYPE GP)series | ～100%LEL/～30000ppm
Acetonitrile | CH3CN | 75-05-8 | C2H3N | HW | HW-6211/NC-6211 | - | Fixed | GD-D58(TYPE NC)series | ～100%LEL/～30000ppm
Acetonitrile | CH3CN | 75-05-8 | C2H3N | HW | HW-6211/NC-6211 | - | Fixed | SD-1(TYPE NC)series | ～100%LEL/～30000ppm
Acetonitrile | CH3CN | 75-05-8 | C2H3N | HW | HW-6211/NC-6211 | - | Fixed | SD-D58(TYPE NC)series | ～100%LEL/～30000ppm
Acetonitrile | CH3CN | 75-05-8 | C2H3N | SG | SG-8511 | - | Fixed | GD-A80Vseries | 0～500ppm/0～1000ppm
Acetonitrile | CH3CN | 75-05-8 | C2H3N | SG | SG-8511 | - | Fixed | GD-D58・GHseries | 0～500ppm/0～1000ppm
Acetonitrile | CH3CN | 75-05-8 | C2H3N | SG | SG-8511 | - | Fixed | SD-1GHseries | 0～500ppm/0～1000ppm
Acetonitrile | CH3CN | 75-05-8 | C2H3N | SG | SG-8511 | - | Fixed | SD-D58・GHseries | 0～500ppm/0～1000ppm
Acetonitrile | CH3CN | 75-05-8 | C2H3N | SG | SG-8521 | - | Fixed | GD-A80Vseries | 0～100ppm/0～200ppm/0～300ppm/0～2000ppm/0～3000ppm/0～5000ppm
Acetonitrile | CH3CN | 75-05-8 | C2H3N | SG | SG-8521 | - | Fixed | GD-D58・GHseries | 0～100ppm/0～200ppm/0～300ppm/0～2000ppm/0～3000ppm/0～5000ppm
Acetonitrile | CH3CN | 75-05-8 | C2H3N | SG | SG-8521 | - | Fixed | SD-1GHseries | 0～100ppm/0～200ppm/0～300ppm/0～2000ppm/0～3000ppm/0～5000ppm
Acetonitrile | CH3CN | 75-05-8 | C2H3N | SG | SG-8521 | - | Fixed | SD-D58・GHseries | 0～100ppm/0～200ppm/0～300ppm/0～2000ppm/0～3000ppm/0～5000ppm
Acetonitrile | CH3CN | 75-05-8 | C2H3N | HW | NC-6215 | - | Portable | GP-1000(Specified cal.gas) | 0～100%LEL
Acetylene | C2H2 | 74-86-2 | C2H2 | SG | SGU-8521 | - | Fixed | GD-70Dseries | 0～2000ppm
Acetylene | C2H2 | 74-86-2 | C2H2 | SG | SGU-8521 | - | Fixed | TP-70D | 0～2000ppm
Acetylene | C2H2 | 74-86-2 | C2H2 | SG | SGU-8521 | - | Fixed | GD-70Dseries | 0～5000ppm
Acetylene | C2H2 | 74-86-2 | C2H2 | SG | SGU-8521 | - | Fixed | TP-70D | 0～5000ppm
Acetylene | C2H2 | 74-86-2 | C2H2 | HW | NCU‐6211 | - | Fixed | GD-70Dseries | 0～100%LEL | Confirm that GD-70D is non-explosion proof
Acetylene | C2H2 | 74-86-2 | C2H2 | HW | NCU‐6211 | - | Fixed | TP-70D | 0～100%LEL | Confirm that GD-70D is non-explosion proof
Acetylene | C2H2 | 74-86-2 | C2H2 | HW | HW-6211 | - | Fixed | SD-1(TYPE GP)series | ～100%LEL
Acetylene | C2H2 | 74-86-2 | C2H2 | HW | HW-6211/NC-6211 | - | Fixed | GD-A80series | ～100%LEL/～15000ppm
Acetylene | C2H2 | 74-86-2 | C2H2 | HW | HW-6211/NC-6211 | - | Fixed | SD-1(TYPE NC)series | ～100%LEL/～15000ppm
Acetylene | C2H2 | 74-86-2 | C2H2 | HW | HW-6213/NC-6213 | - | Fixed | GD-A80series | 0～100%LEL/0～15000ppm
Acetylene | C2H2 | 74-86-2 | C2H2 | HW | HW-6215 | - | Fixed | GD-A80series | 0～100%LEL
Acetylene | C2H2 | 74-86-2 | C2H2 | HW | HW-6239 | - | Fixed | GD-A80-70series | 0～100%LEL
Acetylene | C2H2 | 74-86-2 | C2H2 | HW | HW-6239 | - | Fixed | SD-1(TYPE GP)series | 0～100%LEL
Acetylene | C2H2 | 74-86-2 | C2H2 | HW | HW-6239/NC-6239 | - | Fixed | GD-A80series | 0～100%LEL/0～15000ppm
Acetylene | C2H2 | 74-86-2 | C2H2 | HW | HW-6239/NC-6239 | - | Fixed | SD-1(TYPE NC)series | 0～100%LEL/0～15000ppm
Acetylene | C2H2 | 74-86-2 | C2H2 | HW | NC-6240A | - | Fixed | GD-A80series | 0～100%LEL/0～15000ppm
Acetylene | C2H2 | 74-86-2 | C2H2 | HW | NC-6240A | - | Fixed | SD-1(TYPE NC)series | 0～100%LEL/0～15000ppm
Acetylene | C2H2 | 74-86-2 | C2H2 | HW | NC-6245 | - | Fixed | GD-A80series | 0～100%LEL
Acetylene | C2H2 | 74-86-2 | C2H2 | HW | NC-6245 | - | Fixed | SD-1(TYPE NC)series | 0～100%LEL
Acetylene | C2H2 | 74-86-2 | C2H2 | HW | NC-6250 | - | Fixed | GD-A80series | 0～100%LEL/0～15000ppm
Acetylene | C2H2 | 74-86-2 | C2H2 | HW | HW-6206 | - | Fixed | SD-2500 | 0～100%LEL | Upper limit of operating temperature of instrument: SD-2500=160℃/SD-2600=200℃/SD-2700：250℃
Acetylene | C2H2 | 74-86-2 | C2H2 | HW | HW-6206 | - | Fixed | SD-2600 | 0～100%LEL | Upper limit of operating temperature of instrument: SD-2500=160℃/SD-2600=200℃/SD-2700：250℃
Acetylene | C2H2 | 74-86-2 | C2H2 | HW | HW-6206 | - | Fixed | SD-2700 | 0～100%LEL | Upper limit of operating temperature of instrument: SD-2500=160℃/SD-2600=200℃/SD-2700：250℃
Acetylene | C2H2 | 74-86-2 | C2H2 | HW | HW-6207 | - | Fixed | GD-A2400 | 0～100%LEL | Upper limit of operating temperature of instrument: GD-A2400=160℃
Acetylene | C2H2 | 74-86-2 | C2H2 | HW | HW-6208 | - | Fixed | SD-2500 | 0～100%LEL | HW-6206 temperature sorted sensor, Upper limit of operating temperature of instrument: SD-2500=160℃/SD-2600=200℃/SD-2700：250℃
Acetylene | C2H2 | 74-86-2 | C2H2 | HW | HW-6208 | - | Fixed | SD-2600 | 0～100%LEL | HW-6206 temperature sorted sensor, Upper limit of operating temperature of instrument: SD-2500=160℃/SD-2600=200℃/SD-2700：250℃
Acetylene | C2H2 | 74-86-2 | C2H2 | HW | HW-6208 | - | Fixed | SD-2700 | 0～100%LEL | HW-6206 temperature sorted sensor, Upper limit of operating temperature of instrument: SD-2500=160℃/SD-2600=200℃/SD-2700：250℃
Acetylene | C2H2 | 74-86-2 | C2H2 | HW | HW-6212 | - | Fixed | GD-A80-70series | 0～100%LEL
Acetylene | C2H2 | 74-86-2 | C2H2 | SG | SG-8521 | - | Fixed | GD-A80Vseries | 0～200ppm/0～300ppm/0～500ppm/0～1000ppm/0～2000ppm/0～3000ppm/0～5000ppm
Acetylene | C2H2 | 74-86-2 | C2H2 | SG | SG-8521 | - | Fixed | SD-1GHseries | 0～200ppm/0～300ppm/0～500ppm/0～1000ppm/0～2000ppm/0～3000ppm/0～5000ppm
Acetylene | C2H2 | 74-86-2 | C2H2 | HW | NC-6215 | - | Portable | GX-8000 | 0～100%LEL
Acetylene | C2H2 | 74-86-2 | C2H2 | HW | NC-6215 | - | Portable | GX-8000(TYPE LEL) | 0～100%LEL
Acetylene | C2H2 | 74-86-2 | C2H2 | HW | NC-6215 | - | Portable | GP-1000(HC/CH4) | 0～100%LEL
Acetylene | C2H2 | 74-86-2 | C2H2 | HW | NC-6307 | - | Portable | NC-1000(HC/CH4) | 0～10000ppm
Acetylene | C2H2 | 74-86-2 | C2H2 | SH | SH-8661 | - | Portable | SP-220(TYPE H2) | 0～10000ppm
Acetylene | C2H2 | 74-86-2 | C2H2 | IF | IFM-8048 | AIR | Portable | FI-8000 | 0～20vol%
Acetylene | C2H2 | 74-86-2 | C2H2 | IF | IFM-8024 | N2 | Portable | FI-8000 | 0～50vol%
Acrolein | C3H4O | 107-02-8 | C3H4O | HW | HW-6211 | - | Fixed | SD-1(TYPE GP)series | ～100%LEL
Acrolein | C3H4O | 107-02-8 | C3H4O | HW | HW-6211 | - | Fixed | SD-D58(TYPE GP)series | ～100%LEL
Acrolein | C3H4O | 107-02-8 | C3H4O | HW | HW-6211/NC-6211 | - | Fixed | GD-A80series | ～100%LEL/～28000ppm
Acrolein | C3H4O | 107-02-8 | C3H4O | HW | HW-6211/NC-6211 | - | Fixed | GD-D58(TYPE GP)series | ～100%LEL/～28000ppm
Acrolein | C3H4O | 107-02-8 | C3H4O | HW | HW-6211/NC-6211 | - | Fixed | GD-D58(TYPE NC)series | ～100%LEL/～28000ppm
Acrolein | C3H4O | 107-02-8 | C3H4O | HW | HW-6211/NC-6211 | - | Fixed | SD-1(TYPE NC)series | ～100%LEL/～28000ppm
Acrolein | C3H4O | 107-02-8 | C3H4O | HW | HW-6211/NC-6211 | - | Fixed | SD-D58(TYPE NC)series | ～100%LEL/～28000ppm
Acrolein | C3H4O | 107-02-8 | C3H4O | SG | SG-8521 | - | Fixed | GD-A80Vseries | 0～100ppm/0～200ppm/0～300ppm/0～500ppm
Acrolein | C3H4O | 107-02-8 | C3H4O | SG | SG-8521 | - | Fixed | GD-D58・GHseries | 0～100ppm/0～200ppm/0～300ppm/0～500ppm
Acrolein | C3H4O | 107-02-8 | C3H4O | SG | SG-8521 | - | Fixed | SD-1GHseries | 0～100ppm/0～200ppm/0～300ppm/0～500ppm
Acrolein | C3H4O | 107-02-8 | C3H4O | SG | SG-8521 | - | Fixed | SD-D58・GHseries | 0～100ppm/0～200ppm/0～300ppm/0～500ppm
Acrylic acid | C3H4O2 | 79-10-7 | C3H4O2 | HW | HW-6211 | - | Fixed | SD-1(TYPE GP)series | ～100%LEL
Acrylic acid | C3H4O2 | 79-10-7 | C3H4O2 | HW | HW-6211 | - | Fixed | SD-D58(TYPE GP)series | ～100%LEL
Acrylic acid | C3H4O2 | 79-10-7 | C3H4O2 | HW | HW-6211/NC-6211 | - | Fixed | GD-A80series | ～100%LEL/～30000ppm
Acrylic acid | C3H4O2 | 79-10-7 | C3H4O2 | HW | HW-6211/NC-6211 | - | Fixed | GD-D58(TYPE GP)series | ～100%LEL/～30000ppm
Acrylic acid | C3H4O2 | 79-10-7 | C3H4O2 | HW | HW-6211/NC-6211 | - | Fixed | GD-D58(TYPE NC)series | ～100%LEL/～30000ppm
Acrylic acid | C3H4O2 | 79-10-7 | C3H4O2 | HW | HW-6211/NC-6211 | - | Fixed | SD-1(TYPE NC)series | ～100%LEL/～30000ppm
Acrylic acid | C3H4O2 | 79-10-7 | C3H4O2 | HW | HW-6211/NC-6211 | - | Fixed | SD-D58(TYPE NC)series | ～100%LEL/～30000ppm
Acrylic acid | C3H4O2 | 79-10-7 | C3H4O2 | SG | SG-8521 | - | Fixed | GD-A80Vseries | 0～200ppm/0～300ppm/0～500ppm/0～1000ppm/0～2000ppm
Acrylic acid | C3H4O2 | 79-10-7 | C3H4O2 | SG | SG-8521 | - | Fixed | GD-D58・GHseries | 0～200ppm/0～300ppm/0～500ppm/0～1000ppm/0～2000ppm
Acrylic acid | C3H4O2 | 79-10-7 | C3H4O2 | SG | SG-8521 | - | Fixed | SD-1GHseries | 0～200ppm/0～300ppm/0～500ppm/0～1000ppm/0～2000ppm
Acrylic acid | C3H4O2 | 79-10-7 | C3H4O2 | SG | SG-8521 | - | Fixed | SD-D58・GHseries | 0～200ppm/0～300ppm/0～500ppm/0～1000ppm/0～2000ppm
Acrylonitrile | C3H3N | 107-13-1 | C3H3N | HW | HW-6211 | - | Fixed | SD-1(TYPE GP)series | ～100%LEL
Acrylonitrile | C3H3N | 107-13-1 | C3H3N | HW | HW-6211 | - | Fixed | SD-D58(TYPE GP)series | ～100%LEL
Acrylonitrile | C3H3N | 107-13-1 | C3H3N | HW | HW-6211/NC-6211 | - | Fixed | GD-A80series | ～100%LEL/～28000ppm
Acrylonitrile | C3H3N | 107-13-1 | C3H3N | HW | HW-6211/NC-6211 | - | Fixed | GD-D58(TYPE GP)series | ～100%LEL/～28000ppm
Acrylonitrile | C3H3N | 107-13-1 | C3H3N | HW | HW-6211/NC-6211 | - | Fixed | GD-D58(TYPE NC)series | ～100%LEL/～28000ppm
Acrylonitrile | C3H3N | 107-13-1 | C3H3N | HW | HW-6211/NC-6211 | - | Fixed | SD-1(TYPE NC)series | ～100%LEL/～28000ppm
Acrylonitrile | C3H3N | 107-13-1 | C3H3N | HW | HW-6211/NC-6211 | - | Fixed | SD-D58(TYPE NC)series | ～100%LEL/～28000ppm
Acrylonitrile | C3H3N | 107-13-1 | C3H3N | HW | HW-6206 | - | Fixed | SD-2500 | 0～100%LEL | Upper limit of operating temperature of instrument: SD-2500=160℃/SD-2600=200℃/SD-2700：250℃
Acrylonitrile | C3H3N | 107-13-1 | C3H3N | HW | HW-6206 | - | Fixed | SD-2600 | 0～100%LEL | Upper limit of operating temperature of instrument: SD-2500=160℃/SD-2600=200℃/SD-2700：250℃
Acrylonitrile | C3H3N | 107-13-1 | C3H3N | HW | HW-6206 | - | Fixed | SD-2700 | 0～100%LEL | Upper limit of operating temperature of instrument: SD-2500=160℃/SD-2600=200℃/SD-2700：250℃
Acrylonitrile | C3H3N | 107-13-1 | C3H3N | HW | HW-6207 | - | Fixed | GD-A2400 | 0～100%LEL | Upper limit of operating temperature of instrument: GD-A2400=160℃
Acrylonitrile | C3H3N | 107-13-1 | C3H3N | HW | HW-6208 | - | Fixed | SD-2500 | 0～100%LEL | HW-6206 temperature sorted sensor, Upper limit of operating temperature of instrument: SD-2500=160℃/SD-2600=200℃/SD-2700：250℃
Acrylonitrile | C3H3N | 107-13-1 | C3H3N | HW | HW-6208 | - | Fixed | SD-2600 | 0～100%LEL | HW-6206 temperature sorted sensor, Upper limit of operating temperature of instrument: SD-2500=160℃/SD-2600=200℃/SD-2700：250℃
Acrylonitrile | C3H3N | 107-13-1 | C3H3N | HW | HW-6208 | - | Fixed | SD-2700 | 0～100%LEL | HW-6206 temperature sorted sensor, Upper limit of operating temperature of instrument: SD-2500=160℃/SD-2600=200℃/SD-2700：250℃
Acrylonitrile | C3H3N | 107-13-1 | C3H3N | HW | HW-6212 | - | Fixed | GD-A80-70series | 0～100%LEL
Acrylonitrile | C3H3N | 107-13-1 | C3H3N | SG | SG-8511 | - | Fixed | GD-A80Vseries | ★0～2000ppm/★0～3000ppm/★0～5000ppm/0～10000ppm | ★Range easily affected by environmental conditions and other
Acrylonitrile | C3H3N | 107-13-1 | C3H3N | SG | SG-8511 | - | Fixed | GD-D58・GHseries | ★0～2000ppm/★0～3000ppm/★0～5000ppm/0～10000ppm | ★Range easily affected by environmental conditions and other
Acrylonitrile | C3H3N | 107-13-1 | C3H3N | SG | SG-8511 | - | Fixed | SD-1GHseries | ★0～2000ppm/★0～3000ppm/★0～5000ppm/0～10000ppm | ★Range easily affected by environmental conditions and other
Acrylonitrile | C3H3N | 107-13-1 | C3H3N | SG | SG-8511 | - | Fixed | SD-D58・GHseries | ★0～2000ppm/★0～3000ppm/★0～5000ppm/0～10000ppm | ★Range easily affected by environmental conditions and other
Acrylonitrile | C3H3N | 107-13-1 | C3H3N | SG | SG-8521 | - | Fixed | GD-A80Vseries | ★0～100ppm/★0～150ppm/★0～200ppm/★0～300ppm/0～500ppm/0～1000ppm/0～2000ppm | ★Range easily affected by environmental conditions and other
Acrylonitrile | C3H3N | 107-13-1 | C3H3N | SG | SG-8521 | - | Fixed | GD-D58・GHseries | ★0～100ppm/★0～150ppm/★0～200ppm/★0～300ppm/0～500ppm/0～1000ppm/0～2000ppm | ★Range easily affected by environmental conditions and other
Acrylonitrile | C3H3N | 107-13-1 | C3H3N | SG | SG-8521 | - | Fixed | SD-1GHseries | ★0～100ppm/★0～150ppm/★0～200ppm/★0～300ppm/0～500ppm/0～1000ppm/0～2000ppm | ★Range easily affected by environmental conditions and other
Acrylonitrile | C3H3N | 107-13-1 | C3H3N | SG | SG-8521 | - | Fixed | SD-D58・GHseries | ★0～100ppm/★0～150ppm/★0～200ppm/★0～300ppm/0～500ppm/0～1000ppm/0～2000ppm | ★Range easily affected by environmental conditions and other
Aｌlyl chloride | C3H5CL | 107-05-1 | C3H5CL | SG | SG-8523 | - | Fixed | GD-A80Vseries | 0～20ppm/0～30ppm/0～50ppm/0～100ppm/0～200ppm/0～300ppm/0～500ppm
Aｌlyl chloride | C3H5CL | 107-05-1 | C3H5CL | SG | SG-8523 | - | Fixed | GD-D58・GHseries | 0～20ppm/0～30ppm/0～50ppm/0～100ppm/0～200ppm/0～300ppm/0～500ppm
Aｌlyl chloride | C3H5CL | 107-05-1 | C3H5CL | SG | SG-8523 | - | Fixed | SD-1GHseries | 0～20ppm/0～30ppm/0～50ppm/0～100ppm/0～200ppm/0～300ppm/0～500ppm
Aｌlyl chloride | C3H5CL | 107-05-1 | C3H5CL | SG | SG-8523 | - | Fixed | SD-D58・GHseries | 0～20ppm/0～30ppm/0～50ppm/0～100ppm/0～200ppm/0～300ppm/0～500ppm
Allyl glycidyl ether | AGE | 106-92-3 | C6H10O2 | SG | SG-8521 | - | Fixed | GD-A80Vseries | 0～100ppm/0～200ppm/0～300ppm/0～500ppm/0～1000ppm/0～2000ppm/0～3000ppm/0～5000ppm
Allyl glycidyl ether | AGE | 106-92-3 | C6H10O2 | SG | SG-8521 | - | Fixed | GD-D58・GHseries | 0～100ppm/0～200ppm/0～300ppm/0～500ppm/0～1000ppm/0～2000ppm/0～3000ppm/0～5000ppm
Allyl glycidyl ether | AGE | 106-92-3 | C6H10O2 | SG | SG-8521 | - | Fixed | SD-1GHseries | 0～100ppm/0～200ppm/0～300ppm/0～500ppm/0～1000ppm/0～2000ppm/0～3000ppm/0～5000ppm
Allyl glycidyl ether | AGE | 106-92-3 | C6H10O2 | SG | SG-8521 | - | Fixed | SD-D58・GHseries | 0～100ppm/0～200ppm/0～300ppm/0～500ppm/0～1000ppm/0～2000ppm/0～3000ppm/0～5000ppm
Allyl Methacrylate | AMA | 96-05-9 | C7H10O2 | SG | SG-8521 | - | Fixed | GD-A80Vseries | 0～300ppm/0～500ppm/0～1000ppm/0～2000ppm/0～3000ppm
Allyl Methacrylate | AMA | 96-05-9 | C7H10O2 | SG | SG-8521 | - | Fixed | GD-D58・GHseries | 0～300ppm/0～500ppm/0～1000ppm/0～2000ppm/0～3000ppm
Allyl Methacrylate | AMA | 96-05-9 | C7H10O2 | SG | SG-8521 | - | Fixed | SD-1GHseries | 0～300ppm/0～500ppm/0～1000ppm/0～2000ppm/0～3000ppm
Allyl Methacrylate | AMA | 96-05-9 | C7H10O2 | SG | SG-8521 | - | Fixed | SD-D58・GHseries | 0～300ppm/0～500ppm/0～1000ppm/0～2000ppm/0～3000ppm
Allylamine | C3H7N | 107-11-9 | C3H7N | SG | SG-8562 | - | Fixed | GD-A80Vseries | 0～100ppm/0～200ppm/0～300ppm/0～500ppm/0～1000ppm/0～2000ppm/0～3000ppm/0～5000ppm
Allylamine | C3H7N | 107-11-9 | C3H7N | SG | SG-8562 | - | Fixed | GD-D58・GHseries | 0～100ppm/0～200ppm/0～300ppm/0～500ppm/0～1000ppm/0～2000ppm/0～3000ppm/0～5000ppm
Allylamine | C3H7N | 107-11-9 | C3H7N | SG | SG-8562 | - | Fixed | SD-1GHseries | 0～100ppm/0～200ppm/0～300ppm/0～500ppm/0～1000ppm/0～2000ppm/0～3000ppm/0～5000ppm
Allylamine | C3H7N | 107-11-9 | C3H7N | SG | SG-8562 | - | Fixed | SD-D58・GHseries | 0～100ppm/0～200ppm/0～300ppm/0～500ppm/0～1000ppm/0～2000ppm/0～3000ppm/0～5000ppm
Ammonia | NH3 | 7664-41-7 | NH3 | ES | ESU-23R | - | Fixed | GD-70Dseries | 0～75ppm
Ammonia | NH3 | 7664-41-7 | NH3 | ES | ESU-23R | - | Fixed | TP-70D | 0～75ppm
Ammonia | NH3 | 7664-41-7 | NH3 | ES | ESU-23R-A | - | Fixed | GD-70Dseries | 0～150ppm
Ammonia | NH3 | 7664-41-7 | NH3 | ES | ESU-23R-A | - | Fixed | TP-70D | 0～150ppm
Ammonia | NH3 | 7664-41-7 | NH3 | ES | ESU-23RH | - | Fixed | GD-70Dseries | 0～75ppm | Sensor for high humidity /Range： higher than 70%RH
Ammonia | NH3 | 7664-41-7 | NH3 | ES | ESU-23RH | - | Fixed | TP-70D | 0～75ppm | Sensor for high humidity /Range： higher than 70%RH
Ammonia | NH3 | 7664-41-7 | NH3 | ES | ESU-23RL | - | Fixed | GD-70Dseries | 0～75ppm | Sensor for low humidity /Range： 3～70%RH
Ammonia | NH3 | 7664-41-7 | NH3 | ES | ESU-23RL | - | Fixed | TP-70D | 0～75ppm | Sensor for low humidity /Range： 3～70%RH
Ammonia | NH3 | 7664-41-7 | NH3 | ES | ESU-23RVM | - | Fixed | GD-70Dseries | 0～10ppm | For low concentration measurement (NH3)
Ammonia | NH3 | 7664-41-7 | NH3 | ES | ESU-23RVM | - | Fixed | TP-70D | 0～10ppm | For low concentration measurement (NH3)
Ammonia | NH3 | 7664-41-7 | NH3 | ES | ESM-23R | - | Fixed | GD-K88Aiseries | 0～75ppm
Ammonia | NH3 | 7664-41-7 | NH3 | ES | ESM-23R | - | Fixed | GD-K88Diseries | 0～75ppm
Ammonia | NH3 | 7664-41-7 | NH3 | ES | ESM-23RH | - | Fixed | GD-K88Aiseries | 0～75ppm
Ammonia | NH3 | 7664-41-7 | NH3 | ES | ESM-23RH | - | Fixed | GD-K88Diseries | 0～75ppm
Ammonia | NH3 | 7664-41-7 | NH3 | ES | ESM-23RL | - | Fixed | GD-K88Aiseries | 0～75ppm
Ammonia | NH3 | 7664-41-7 | NH3 | ES | ESM-23RL | - | Fixed | GD-K88Diseries | 0～75ppm
Ammonia | NH3 | 7664-41-7 | NH3 | ES | ESM-23R-A | - | Fixed | GD-K88Aiseries | 0～150ppm
Ammonia | NH3 | 7664-41-7 | NH3 | ES | ESM-23R-A | - | Fixed | GD-K88Diseries | 0～150ppm
Ammonia | NH3 | 7664-41-7 | NH3 | HW | HW-6211 | - | Fixed | SD-1(TYPE GP)series | ～100%LEL
Ammonia | NH3 | 7664-41-7 | NH3 | HW | HW-6211 | - | Fixed | SD-D58(TYPE GP)series | ～100%LEL
Ammonia | NH3 | 7664-41-7 | NH3 | HW | HW-6211/NC-6211 | - | Fixed | GD-A80series | ～100%LEL～150000ppm
Ammonia | NH3 | 7664-41-7 | NH3 | HW | HW-6211/NC-6211 | - | Fixed | GD-D58(TYPE GP)series | ～100%LEL～150000ppm
Ammonia | NH3 | 7664-41-7 | NH3 | HW | HW-6211/NC-6211 | - | Fixed | GD-D58(TYPE NC)series | ～100%LEL～150000ppm
Ammonia | NH3 | 7664-41-7 | NH3 | HW | HW-6211/NC-6211 | - | Fixed | SD-1(TYPE NC)series | ～100%LEL～150000ppm
Ammonia | NH3 | 7664-41-7 | NH3 | HW | HW-6211/NC-6211 | - | Fixed | SD-D58(TYPE NC)series | ～100%LEL～150000ppm
Ammonia | NH3 | 7664-41-7 | NH3 | SG | SG-8511 | - | Fixed | GD-A80Vseries | 0～3000ppm/0～5000ppm/0～10000ppm | Standard sensor: SG-8562
Ammonia | NH3 | 7664-41-7 | NH3 | SG | SG-8511 | - | Fixed | GD-D58・GHseries | 0～3000ppm/0～5000ppm/0～10000ppm | Standard sensor: SG-8562
Ammonia | NH3 | 7664-41-7 | NH3 | SG | SG-8511 | - | Fixed | SD-1GHseries | 0～3000ppm/0～5000ppm/0～10000ppm | Standard sensor: SG-8562
Ammonia | NH3 | 7664-41-7 | NH3 | SG | SG-8511 | - | Fixed | SD-D58・GHseries | 0～3000ppm/0～5000ppm/0～10000ppm | Standard sensor: SG-8562
Ammonia | NH3 | 7664-41-7 | NH3 | SG | SG-8562 | - | Fixed | GD-A80Vseries | ★0～75ppm/★0～100ppm/★0～150ppm/★0～200ppm/★0～300ppm/0～400ppm/0～500ppm/0～1000ppm | ★Range easily affected by environmental conditions and other
Ammonia | NH3 | 7664-41-7 | NH3 | SG | SG-8562 | - | Fixed | GD-D58・GHseries | ★0～75ppm/★0～100ppm/★0～150ppm/★0～200ppm/★0～300ppm/0～400ppm/0～500ppm/0～1000ppm | ★Range easily affected by environmental conditions and other
Ammonia | NH3 | 7664-41-7 | NH3 | SG | SG-8562 | - | Fixed | SD-1GHseries | ★0～75ppm/★0～100ppm/★0～150ppm/★0～200ppm/★0～300ppm/0～400ppm/0～500ppm/0～1000ppm | ★Range easily affected by environmental conditions and other
Ammonia | NH3 | 7664-41-7 | NH3 | SG | SG-8562 | - | Fixed | SD-D58・GHseries | ★0～75ppm/★0～100ppm/★0～150ppm/★0～200ppm/★0～300ppm/0～400ppm/0～500ppm/0～1000ppm | ★Range easily affected by environmental conditions and other
Ammonia | NH3 | 7664-41-7 | NH3 | SH | SH-8662 | - | Portable | SP-220(TYPE SC) | 0～10ppm
Ammonia | NH3 | 7664-41-7 | NH3 | ES | ESS-B332 | - | Portable | GX-6000 | 0～400ppm
Ammonia | NH3 | 7664-41-7 | NH3 | ES | ESM-01R-D | - | Portable | SC-01 | 0～75ppm
Ammonia | NH3 | 7664-41-7 | NH3 | ES | ESM-23R | - | Portable | SC-8000 | 0～75ppm
Ammonia | NH3 | 7664-41-7 | NH3 | IF | IFM-8048 | AIR | Portable | FI-8000 | 0～100%LEL
Ammonia | NH3 | 7664-41-7 | NH3 | IF | IFM-8048 | N2 | Portable | FI-8000 | 0～100vol%
Ammonia | NH3 | 7664-41-7 | NH3 | IF | IFM-8048 | AIR | Portable | FI-8000 | 0～100vol%
Aniline | C6H5NH2 | 62-53-3 | C6H7N | SG | SG-8562 | - | Fixed | GD-A80Vseries | 0～200ppm/0～300ppm
Aniline | C6H5NH2 | 62-53-3 | C6H7N | SG | SG-8562 | - | Fixed | GD-D58・GHseries | 0～200ppm/0～300ppm
Aniline | C6H5NH2 | 62-53-3 | C6H7N | SG | SG-8562 | - | Fixed | SD-1GHseries | 0～200ppm/0～300ppm
Aniline | C6H5NH2 | 62-53-3 | C6H7N | SG | SG-8562 | - | Fixed | SD-D58・GHseries | 0～200ppm/0～300ppm
Anisole | ANISOLE | 100-66-3 | C7H8O | HW | NC-6211 | - | Fixed | GD-A80series | ～100%LEL/～3000ppm
Anisole | ANISOLE | 100-66-3 | C7H8O | HW | NC-6211 | - | Fixed | GD-D58(TYPE GP)series | ～100%LEL/～3000ppm
Anisole | ANISOLE | 100-66-3 | C7H8O | HW | NC-6211 | - | Fixed | GD-D58(TYPE NC)series | ～100%LEL/～3000ppm
Anisole | ANISOLE | 100-66-3 | C7H8O | HW | NC-6211 | - | Fixed | SD-1(TYPE NC)series | ～100%LEL/～3000ppm
Anisole | ANISOLE | 100-66-3 | C7H8O | HW | NC-6211 | - | Fixed | SD-D58(TYPE NC)series | ～100%LEL/～3000ppm
Anisole | ANISOLE | 100-66-3 | C7H8O | SG | SG-8521 | - | Fixed | GD-A80Vseries | 0～100ppm/0～200ppm/0～300ppm/0～500ppm/0～1000ppm/0～2000ppm
Anisole | ANISOLE | 100-66-3 | C7H8O | SG | SG-8521 | - | Fixed | GD-D58・GHseries | 0～100ppm/0～200ppm/0～300ppm/0～500ppm/0～1000ppm/0～2000ppm
Anisole | ANISOLE | 100-66-3 | C7H8O | SG | SG-8521 | - | Fixed | SD-1GHseries | 0～100ppm/0～200ppm/0～300ppm/0～500ppm/0～1000ppm/0～2000ppm
Anisole | ANISOLE | 100-66-3 | C7H8O | SG | SG-8521 | - | Fixed | SD-D58・GHseries | 0～100ppm/0～200ppm/0～300ppm/0～500ppm/0～1000ppm/0～2000ppm
Argon | Ar | 7440-37-1 | Ar | TE | TE-7515W | Air,N2,CO2 | Portable | NP-1000(CH4) | 0～100vol%
Arsine | AsH3 | 7784-42-1 | AsH3 | ES | ESU-23AHS | - | Fixed | GD-70Dseries | 0～0.2ppm
Arsine | AsH3 | 7784-42-1 | AsH3 | ES | ESU-23AHS | - | Fixed | TP-70D | 0～0.2ppm
Arsine | AsH3 | 7784-42-1 | AsH3 | ES | ESU-23AHS-N | - | Fixed | GD-70Dseries | 0～0.2ppm | NOx Updated against interference gas
Arsine | AsH3 | 7784-42-1 | AsH3 | ES | ESU-23AHS-N | - | Fixed | TP-70D | 0～0.2ppm | NOx Updated against interference gas
Arsine | AsH3 | 7784-42-1 | AsH3 | ES | ESU-23AP | - | Fixed | GD-70Dseries | 0～0.2ppm
Arsine | AsH3 | 7784-42-1 | AsH3 | ES | ESU-23AP | - | Fixed | TP-70D | 0～0.2ppm
Arsine | AsH3 | 7784-42-1 | AsH3 | ES | ESU-C23F | - | Fixed | GD-70Dseries | 0～0.2ppm
Arsine | AsH3 | 7784-42-1 | AsH3 | ES | ESU-C23F | - | Fixed | TP-70D | 0～0.2ppm
Arsine | AsH3 | 7784-42-1 | AsH3 | ES | ESU-C23F-S | - | Fixed | GD-70Dseries | 0～50ppb | Capable to set alarm point 10ppb/With CF-8364TP（for dehumidification）
Arsine | AsH3 | 7784-42-1 | AsH3 | ES | ESU-C23F-S | - | Fixed | TP-70D | 0～50ppb | Capable to set alarm point 10ppb/With CF-8364TP（for dehumidification）
Arsine | AsH3 | 7784-42-1 | AsH3 | ES | ESM-23AH | - | Fixed | GD-K88Aiseries | 0～1ppm
Arsine | AsH3 | 7784-42-1 | AsH3 | ES | ESM-23AH | - | Fixed | GD-K88Diseries | 0～1ppm
Arsine | AsH3 | 7784-42-1 | AsH3 | ES | ESM-23AHS | - | Fixed | GD-K88Aiseries | 0～0.2ppm
Arsine | AsH3 | 7784-42-1 | AsH3 | ES | ESM-23AHS | - | Fixed | GD-K88Diseries | 0～0.2ppm
Arsine | AsH3 | 7784-42-1 | AsH3 | ES | ESM-23AHS-N | - | Fixed | GD-K88Aiseries | 0～0.2ppm
Arsine | AsH3 | 7784-42-1 | AsH3 | ES | ESM-23AHS-N | - | Fixed | GD-K88Diseries | 0～0.2ppm
Arsine | AsH3 | 7784-42-1 | AsH3 | ES | ESM-23AP | - | Fixed | GD-K88Aiseries | 0～0.2ppm
Arsine | AsH3 | 7784-42-1 | AsH3 | ES | ESM-23AP | - | Fixed | GD-K88Diseries | 0～0.2ppm
Arsine | AsH3 | 7784-42-1 | AsH3 | SH | SH-8662 | - | Portable | SP-220(TYPE SC) | 0～0.2ppm
Arsine | AsH3 | 7784-42-1 | AsH3 | ES | ESM-23AHS-N | - | Portable | SC-8000 | 0～0.2ppm
Arsine | AsH3 | 7784-42-1 | AsH3 | ES | ESM-23AH | - | Portable | SC-8000 | 0～1ppm
Arsine | AsH3 | 7784-42-1 | AsH3 | ES | ESM-23AP | - | Portable | SC-8000 | 0～0.2ppm
Benzene | C6H6 | 71-43-2 | C6H6 | RI | DE-3315-1 | - | Fixed | SD-1RIseries | 0～100%LEL
Benzene | C6H6 | 71-43-2 | C6H6 | HW | HW-6211 | - | Fixed | SD-1(TYPE GP)series | ～100%LEL
Benzene | C6H6 | 71-43-2 | C6H6 | HW | HW-6211 | - | Fixed | SD-D58(TYPE GP)series | ～100%LEL
Benzene | C6H6 | 71-43-2 | C6H6 | HW | HW-6211/NC-6211 | - | Fixed | GD-A80series | ～100%LEL/～12000ppm
Benzene | C6H6 | 71-43-2 | C6H6 | HW | HW-6211/NC-6211 | - | Fixed | GD-D58(TYPE GP)series | ～100%LEL/～12000ppm
Benzene | C6H6 | 71-43-2 | C6H6 | HW | HW-6211/NC-6211 | - | Fixed | GD-D58(TYPE NC)series | ～100%LEL/～12000ppm
Benzene | C6H6 | 71-43-2 | C6H6 | HW | HW-6211/NC-6211 | - | Fixed | SD-1(TYPE NC)series | ～100%LEL/～12000ppm
Benzene | C6H6 | 71-43-2 | C6H6 | HW | HW-6211/NC-6211 | - | Fixed | SD-D58(TYPE NC)series | ～100%LEL/～12000ppm
Benzene | C6H6 | 71-43-2 | C6H6 | HW | NC-6240A | - | Fixed | GD-A80series | 0～100%LEL/0～12000ppm
Benzene | C6H6 | 71-43-2 | C6H6 | HW | NC-6240A | - | Fixed | GD-D58(TYPE NC)series | 0～100%LEL/0～12000ppm
Benzene | C6H6 | 71-43-2 | C6H6 | HW | NC-6240A | - | Fixed | SD-1(TYPE NC)series | 0～100%LEL/0～12000ppm
Benzene | C6H6 | 71-43-2 | C6H6 | HW | NC-6240A | - | Fixed | SD-D58(TYPE NC)series | 0～100%LEL/0～12000ppm
Benzene | C6H6 | 71-43-2 | C6H6 | HW | NC-6245 | - | Fixed | GD-A80series | 0～100%LEL
Benzene | C6H6 | 71-43-2 | C6H6 | HW | NC-6245 | - | Fixed | GD-D58(TYPE NC)series | 0～100%LEL
Benzene | C6H6 | 71-43-2 | C6H6 | HW | NC-6245 | - | Fixed | SD-1(TYPE NC)series | 0～100%LEL
Benzene | C6H6 | 71-43-2 | C6H6 | HW | NC-6245 | - | Fixed | SD-D58(TYPE NC)series | 0～100%LEL
Benzene | C6H6 | 71-43-2 | C6H6 | SG | SG-8521 | - | Fixed | GD-A80Vseries | 0～30ppm/0～50ppm/0～100ppm/0～200ppm/0～300ppm/0～500ppm/0～1000ppm/0～2000ppm
Benzene | C6H6 | 71-43-2 | C6H6 | SG | SG-8521 | - | Fixed | GD-D58・GHseries | 0～30ppm/0～50ppm/0～100ppm/0～200ppm/0～300ppm/0～500ppm/0～1000ppm/0～2000ppm
Benzene | C6H6 | 71-43-2 | C6H6 | SG | SG-8521 | - | Fixed | SD-1GHseries | 0～30ppm/0～50ppm/0～100ppm/0～200ppm/0～300ppm/0～500ppm/0～1000ppm/0～2000ppm
Benzene | C6H6 | 71-43-2 | C6H6 | SG | SG-8521 | - | Fixed | SD-D58・GHseries | 0～30ppm/0～50ppm/0～100ppm/0～200ppm/0～300ppm/0～500ppm/0～1000ppm/0～2000ppm
Benzene | C6H6 | 71-43-2 | C6H6 | SG | SG-8521 | - | Fixed | GD-A80Vseries | 0～75ppm/0～150ppm
Benzene | C6H6 | 71-43-2 | C6H6 | SG | SG-8521 | - | Fixed | GD-D58・GHseries | 0～75ppm/0～150ppm
Benzene | C6H6 | 71-43-2 | C6H6 | SG | SG-8521 | - | Fixed | SD-1GHseries | 0～75ppm/0～150ppm
Benzene | C6H6 | 71-43-2 | C6H6 | SG | SG-8521 | - | Fixed | SD-D58・GHseries | 0～75ppm/0～150ppm
Benzene | C6H6 | 71-43-2 | C6H6 | HW | NC-6215 | - | Portable | GP-1000(HC/CH4) | 0～100%LEL
Benzene | C6H6 | 71-43-2 | C6H6 | HW | NC-6307 | - | Portable | NC-1000(HC/CH4) | 0～10000ppm
Benzene | C6H6 | 71-43-2 | C6H6 | SH | SH-8662 | - | Portable | SP-220(TYPE SC) | 0～10ppm
Benzene | C6H6 | 71-43-2 | C6H6 | IF | IFM-8048 | AIR | Portable | FI-8000 | 0～100%LEL
Benzyl Alcohol | Benz-ol | 100-51-6 | C7H8O | HW | HW-6206 | - | Fixed | SD-2500 | 0～100%LEL | Upper limit of operating temperature of instrument: SD-2500=160℃/SD-2600=200℃/SD-2700：250℃
Benzyl Alcohol | Benz-ol | 100-51-6 | C7H8O | HW | HW-6206 | - | Fixed | SD-2600 | 0～100%LEL | Upper limit of operating temperature of instrument: SD-2500=160℃/SD-2600=200℃/SD-2700：250℃
Benzyl Alcohol | Benz-ol | 100-51-6 | C7H8O | HW | HW-6206 | - | Fixed | SD-2700 | 0～100%LEL | Upper limit of operating temperature of instrument: SD-2500=160℃/SD-2600=200℃/SD-2700：250℃
Benzyl Alcohol | Benz-ol | 100-51-6 | C7H8O | HW | HW-6207 | - | Fixed | GD-A2400 | 0～100%LEL | Upper limit of operating temperature of instrument: GD-A2400=160℃
Benzyl Alcohol | Benz-ol | 100-51-6 | C7H8O | HW | HW-6208 | - | Fixed | SD-2500 | 0～100%LEL | HW-6206 temperature sorted sensor, Upper limit of operating temperature of instrument: SD-2500=160℃/SD-2600=200℃/SD-2700：250℃
Benzyl Alcohol | Benz-ol | 100-51-6 | C7H8O | HW | HW-6208 | - | Fixed | SD-2600 | 0～100%LEL | HW-6206 temperature sorted sensor, Upper limit of operating temperature of instrument: SD-2500=160℃/SD-2600=200℃/SD-2700：250℃
Benzyl Alcohol | Benz-ol | 100-51-6 | C7H8O | HW | HW-6208 | - | Fixed | SD-2700 | 0～100%LEL | HW-6206 temperature sorted sensor, Upper limit of operating temperature of instrument: SD-2500=160℃/SD-2600=200℃/SD-2700：250℃
Bis(tert-butylamino)silane | BTBAS | 186598-40-3 | C8H22N2Si | ES | ESU-23RV | - | Fixed | GD-70Dseries | 0～15ppm
Bis(tert-butylamino)silane | BTBAS | 186598-40-3 | C8H22N2Si | ES | ESU-23RV | - | Fixed | TP-70D | 0～15ppm
Bis(tert-butylamino)silane | BTBAS | 186598-40-3 | C8H22N2Si | ES | ESU-23RVM | - | Fixed | GD-70Dseries | 0～15ppm | Updated against electrolyte reduction
Bis(tert-butylamino)silane | BTBAS | 186598-40-3 | C8H22N2Si | ES | ESU-23RVM | - | Fixed | TP-70D | 0～15ppm | Updated against electrolyte reduction
Bis(tert-butylamino)silane | BTBAS | 186598-40-3 | C8H22N2Si | ES | ESM-23RV | - | Fixed | GD-K88Aiseries | 0～15ppm
Bis(tert-butylamino)silane | BTBAS | 186598-40-3 | C8H22N2Si | ES | ESM-23RV | - | Fixed | GD-K88Diseries | 0～15ppm
Bis(tert-butylamino)silane | BTBAS | 186598-40-3 | C8H22N2Si | ES | ESM-23RVM | - | Fixed | GD-K88Aiseries | 0～15ppm | Updated against electrolyte reduction
Bis(tert-butylamino)silane | BTBAS | 186598-40-3 | C8H22N2Si | ES | ESM-23RVM | - | Fixed | GD-K88Diseries | 0～15ppm | Updated against electrolyte reduction
Bis(tert-butylamino)silane | BTBAS | 186598-40-3 | C8H22N2Si | ES | ESM-23RVM | - | Portable | SC-8000 | 0～15ppm
Bromine | Br2 | 7726-95-6 | Br2 | ES | ESU-K233 | - | Fixed | GD-70Dseries | 0～1ppm
Bromine | Br2 | 7726-95-6 | Br2 | ES | ESU-K233 | - | Fixed | TP-70D | 0～1ppm
Bromine | Br2 | 7726-95-6 | Br2 | ES | ESM-K233 | - | Fixed | GD-K88Aiseries | 0～1ppm
Bromine | Br2 | 7726-95-6 | Br2 | ES | ESM-K233 | - | Fixed | GD-K88Diseries | 0～1ppm
Bromine | Br2 | 7726-95-6 | Br2 | ES | ESM-K233 | - | Portable | SC-8000 | 0～1ppm
Butyl Methacrylate | n-BMA | 97-88-1 | C8H14O2 | HW | HW-6211/NC-6211 | - | Fixed | GD-A80series | ～50%LEL/～10000ppm
Butyl Methacrylate | n-BMA | 97-88-1 | C8H14O2 | HW | HW-6211/NC-6211 | - | Fixed | GD-D58(TYPE GP)series | ～50%LEL/～10000ppm
Butyl Methacrylate | n-BMA | 97-88-1 | C8H14O2 | HW | HW-6211/NC-6211 | - | Fixed | GD-D58(TYPE NC)series | ～50%LEL/～10000ppm
Butyl Methacrylate | n-BMA | 97-88-1 | C8H14O2 | HW | HW-6211/NC-6211 | - | Fixed | SD-1(TYPE NC)series | ～50%LEL/～10000ppm
Butyl Methacrylate | n-BMA | 97-88-1 | C8H14O2 | HW | HW-6211/NC-6211 | - | Fixed | SD-D58(TYPE NC)series | ～50%LEL/～10000ppm
Butyl Methacrylate | n-BMA | 97-88-1 | C8H14O2 | HW | HW-6206 | - | Fixed | SD-2500 | 0～100%LEL | Upper limit of operating temperature of instrument: SD-2500=160℃/SD-2600=200℃/SD-2700：250℃
Butyl Methacrylate | n-BMA | 97-88-1 | C8H14O2 | HW | HW-6206 | - | Fixed | SD-2600 | 0～100%LEL | Upper limit of operating temperature of instrument: SD-2500=160℃/SD-2600=200℃/SD-2700：250℃
Butyl Methacrylate | n-BMA | 97-88-1 | C8H14O2 | HW | HW-6206 | - | Fixed | SD-2700 | 0～100%LEL | Upper limit of operating temperature of instrument: SD-2500=160℃/SD-2600=200℃/SD-2700：250℃
Butyl Methacrylate | n-BMA | 97-88-1 | C8H14O2 | HW | HW-6207 | - | Fixed | GD-A2400 | 0～100%LEL | Upper limit of operating temperature of instrument: GD-A2400=160℃
Butyl Methacrylate | n-BMA | 97-88-1 | C8H14O2 | HW | HW-6208 | - | Fixed | SD-2500 | 0～100%LEL | HW-6206 temperature sorted sensor, Upper limit of operating temperature of instrument: SD-2500=160℃/SD-2600=200℃/SD-2700：250℃
Butyl Methacrylate | n-BMA | 97-88-1 | C8H14O2 | HW | HW-6208 | - | Fixed | SD-2600 | 0～100%LEL | HW-6206 temperature sorted sensor, Upper limit of operating temperature of instrument: SD-2500=160℃/SD-2600=200℃/SD-2700：250℃
Butyl Methacrylate | n-BMA | 97-88-1 | C8H14O2 | HW | HW-6208 | - | Fixed | SD-2700 | 0～100%LEL | HW-6206 temperature sorted sensor, Upper limit of operating temperature of instrument: SD-2500=160℃/SD-2600=200℃/SD-2700：250℃
Butyl Methacrylate | n-BMA | 97-88-1 | C8H14O2 | HW | HW-6212 | - | Fixed | GD-A80-70series | 0～100%LEL
C2 olefin | C2-OLEF | - | C4H3F5 | SG | SG-8562 | - | Fixed | GD-A80Vseries | 0～1000ppm/0～2000ppm/0～3000ppm/0～5000ppm
C2 olefin | C2-OLEF | - | C4H3F5 | SG | SG-8562 | - | Fixed | GD-D58・GHseries | 0～1000ppm/0～2000ppm/0～3000ppm/0～5000ppm
C2 olefin | C2-OLEF | - | C4H3F5 | SG | SG-8562 | - | Fixed | SD-1GHseries | 0～1000ppm/0～2000ppm/0～3000ppm/0～5000ppm
C2 olefin | C2-OLEF | - | C4H3F5 | SG | SG-8562 | - | Fixed | SD-D58・GHseries | 0～1000ppm/0～2000ppm/0～3000ppm/0～5000ppm
Carbon Dioxide | CO2 | 124-38-9 | CO2 | RI | DE-2113-44 | - | Fixed | RI-557 | 0～2vol%
Carbon Dioxide | CO2 | 124-38-9 | CO2 | RI | DE-2113-41 | - | Fixed | RI-557 | 0～5vol%
Carbon Dioxide | CO2 | 124-38-9 | CO2 | RI | DE-2113-47 | - | Fixed | RI-557 | 0～10vol%
Carbon Dioxide | CO2 | 124-38-9 | CO2 | RI | DE-2113-46 | - | Fixed | RI-557 | 0～20vol%
Carbon Dioxide | CO2 | 124-38-9 | CO2 | RI | DE-2113-46 | - | Fixed | RI-557 | 0～50vol%
Carbon Dioxide | CO2 | 124-38-9 | CO2 | RI | DE-2113-45 | - | Fixed | RI-557 | 0～100vol%
Carbon Dioxide | CO2 | 124-38-9 | CO2 | RI | DE-3315-3 | - | Fixed | SD-1RIseries | 0～10000ppm
Carbon Dioxide | CO2 | 124-38-9 | CO2 | RI | DE-3123-5 | - | Portable | RX-8500 | 0～20vol%
Carbon Dioxide | CO2 | 124-38-9 | CO2 | RI | DES-3311-1 | - | Portable | GX-6000 | 0～10vol%
Carbon Dioxide | CO2 | 124-38-9 | CO2 | RI | DES-3311-4 | - | Portable | GX-6000 | 0～10000ppm
Carbon Dioxide | CO2 | 124-38-9 | CO2 | IF | IFM-8048 | AIR | Portable | FI-8000 | 0～50vol%
Carbon Dioxide | CO2 | 124-38-9 | CO2 | IF | IFM-8048 | N2 | Portable | FI-8000 | 0～50vol%
Carbon Dioxide | CO2 | 124-38-9 | CO2 | IF | IFM-8024 | AIR | Portable | FI-8000 | 0～100vol%
Carbon Dioxide | CO2 | 124-38-9 | CO2 | IF | IFM-8024 | N2 | Portable | FI-8000 | 0～100vol%
Carbon Dioxide | CO2 | 124-38-9 | CO2 | IF | IFM-8024 | Ar | Portable | FI-8000 | 0～100vol%
Carbon disulfide | CS2 | 75-15-0 | CS2 | SG | SG-8513 | - | Fixed | GD-A80Vseries | 0～100ppm/0～200ppm/0～300ppm/0～500ppm
Carbon disulfide | CS2 | 75-15-0 | CS2 | SG | SG-8513 | - | Fixed | GD-D58・GHseries | 0～100ppm/0～200ppm/0～300ppm/0～500ppm
Carbon disulfide | CS2 | 75-15-0 | CS2 | SG | SG-8513 | - | Fixed | SD-1GHseries | 0～100ppm/0～200ppm/0～300ppm/0～500ppm
Carbon disulfide | CS2 | 75-15-0 | CS2 | SG | SG-8513 | - | Fixed | SD-D58・GHseries | 0～100ppm/0～200ppm/0～300ppm/0～500ppm
Carbon disulfide | CS2 | 75-15-0 | CS2 | SG | SG-8523 | - | Fixed | GD-A80Vseries | 0～50ppm
Carbon disulfide | CS2 | 75-15-0 | CS2 | SG | SG-8523 | - | Fixed | GD-D58・GHseries | 0～50ppm
Carbon disulfide | CS2 | 75-15-0 | CS2 | SG | SG-8523 | - | Fixed | SD-1GHseries | 0～50ppm
Carbon disulfide | CS2 | 75-15-0 | CS2 | SG | SG-8523 | - | Fixed | SD-D58・GHseries | 0～50ppm
Carbon disulfide | CS2 | 75-15-0 | CS2 | SH | SH-8662 | - | Portable | SP-220(TYPE FUM) | 0～0.1ppm
Carbon disulfide | CS2 | 75-15-0 | CS2 | IF | IFM-8048 | AIR | Portable | FI-8000 | 0～10000ppm
Carbon Monoxide | CO | 630-08-0 | CO | ES | ESU-23 | - | Fixed | GD-70Dseries | 0～75ppm
Carbon Monoxide | CO | 630-08-0 | CO | ES | ESU-23 | - | Fixed | TP-70D | 0～75ppm
Carbon Monoxide | CO | 630-08-0 | CO | ES | ESU-23 | - | Fixed | GD-70Dseries | 0～150ppm
Carbon Monoxide | CO | 630-08-0 | CO | ES | ESU-23 | - | Fixed | TP-70D | 0～150ppm
Carbon Monoxide | CO | 630-08-0 | CO | ES | ESU-23 | - | Fixed | GD-70Dseries | 0～300ppm
Carbon Monoxide | CO | 630-08-0 | CO | ES | ESU-23 | - | Fixed | TP-70D | 0～300ppm
Carbon Monoxide | CO | 630-08-0 | CO | ES | ESU-231 | - | Fixed | GD-70Dseries | 0～75ppm
Carbon Monoxide | CO | 630-08-0 | CO | ES | ESU-231 | - | Fixed | TP-70D | 0～75ppm
Carbon Monoxide | CO | 630-08-0 | CO | ES | ESU-231 | - | Fixed | GD-70Dseries | 0～150ppm
Carbon Monoxide | CO | 630-08-0 | CO | ES | ESU-231 | - | Fixed | TP-70D | 0～150ppm
Carbon Monoxide | CO | 630-08-0 | CO | ES | ESU-231 | - | Fixed | GD-70Dseries | 0～300ppm
Carbon Monoxide | CO | 630-08-0 | CO | ES | ESU-231 | - | Fixed | TP-70D | 0～300ppm
Carbon Monoxide | CO | 630-08-0 | CO | ES | EC-831 | - | Fixed | SD-1ECseries | 0～75ppm/0～150ppm/0～200ppm/0～250ppm/0～300ppm
Carbon Monoxide | CO | 630-08-0 | CO | ES | EC-831 | - | Fixed | SDWL-1ECseries | 0～75ppm/0～150ppm/0～200ppm/0～250ppm/0～300ppm
Carbon Monoxide | CO | 630-08-0 | CO | RI | DE-2113-53 | - | Fixed | RI-557 | 0～5vol%
Carbon Monoxide | CO | 630-08-0 | CO | RI | DE-2113-54 | - | Fixed | RI-557 | 0～10vol%
Carbon Monoxide | CO | 630-08-0 | CO | RI | DE-2113-59 | - | Fixed | RI-557 | 0～20vol%
Carbon Monoxide | CO | 630-08-0 | CO | RI | DE-2113-57 | - | Fixed | RI-557 | 0～50vol%
Carbon Monoxide | CO | 630-08-0 | CO | RI | DE-2113-63 | - | Fixed | RI-557 | 0～100vol%
Carbon Monoxide | CO | 630-08-0 | CO | ES | ESM-23 | - | Fixed | GD-K88Aiseries | 0～300ppm
Carbon Monoxide | CO | 630-08-0 | CO | ES | ESM-23 | - | Fixed | GD-K88Diseries | 0～300ppm
Carbon Monoxide | CO | 630-08-0 | CO | ES | ESM-23 | - | Fixed | GD-K88Aiseries | 0～150ppm
Carbon Monoxide | CO | 630-08-0 | CO | ES | ESM-23 | - | Fixed | GD-K88Diseries | 0～150ppm
Carbon Monoxide | CO | 630-08-0 | CO | ES | ESM-23 | - | Fixed | GD-K88Aiseries | 0～75ppm
Carbon Monoxide | CO | 630-08-0 | CO | ES | ESM-23 | - | Fixed | GD-K88Diseries | 0～75ppm
Carbon Monoxide | CO | 630-08-0 | CO | ES | ESM-231 | - | Fixed | GD-K88Aiseries | 0～300ppm
Carbon Monoxide | CO | 630-08-0 | CO | ES | ESM-231 | - | Fixed | GD-K88Diseries | 0～300ppm
Carbon Monoxide | CO | 630-08-0 | CO | ES | ESM-231 | - | Fixed | GD-K88Aiseries | 0～150ppm
Carbon Monoxide | CO | 630-08-0 | CO | ES | ESM-231 | - | Fixed | GD-K88Diseries | 0～150ppm
Carbon Monoxide | CO | 630-08-0 | CO | ES | ESM-231 | - | Fixed | GD-K88Aiseries | 0～75ppm
Carbon Monoxide | CO | 630-08-0 | CO | ES | ESM-231 | - | Fixed | GD-K88Diseries | 0～75ppm
Carbon Monoxide | CO | 630-08-0 | CO | ES | ESM-23M | - | Fixed | GD-K88Aiseries | 0～1000ppm
Carbon Monoxide | CO | 630-08-0 | CO | ES | ESM-23M | - | Fixed | GD-K88Diseries | 0～1000ppm
Carbon Monoxide | CO | 630-08-0 | CO | ES | ESM-23N | - | Fixed | GD-K88Aiseries | 0～500ppm
Carbon Monoxide | CO | 630-08-0 | CO | ES | ESM-23N | - | Fixed | GD-K88Diseries | 0～500ppm
Carbon Monoxide | CO | 630-08-0 | CO | HW | HW-6211 | - | Fixed | SD-1(TYPE GP)series | ～100%LEL
Carbon Monoxide | CO | 630-08-0 | CO | HW | HW-6211 | - | Fixed | SD-D58(TYPE GP)series | ～100%LEL
Carbon Monoxide | CO | 630-08-0 | CO | HW | HW-6211/NC-6211 | - | Fixed | GD-A80series | ～100%LEL/～125000ppm
Carbon Monoxide | CO | 630-08-0 | CO | HW | HW-6211/NC-6211 | - | Fixed | GD-D58(TYPE GP)series | ～100%LEL/～125000ppm
Carbon Monoxide | CO | 630-08-0 | CO | HW | HW-6211/NC-6211 | - | Fixed | GD-D58(TYPE NC)series | ～100%LEL/～125000ppm
Carbon Monoxide | CO | 630-08-0 | CO | HW | HW-6211/NC-6211 | - | Fixed | SD-1(TYPE NC)series | ～100%LEL/～125000ppm
Carbon Monoxide | CO | 630-08-0 | CO | HW | HW-6211/NC-6211 | - | Fixed | SD-D58(TYPE NC)series | ～100%LEL/～125000ppm
Carbon Monoxide | CO | 630-08-0 | CO | HW | HW-6239 | - | Fixed | GD-A80-70series | 0～100%LEL
Carbon Monoxide | CO | 630-08-0 | CO | HW | HW-6239 | - | Fixed | SD-1(TYPE GP)series | 0～100%LEL
Carbon Monoxide | CO | 630-08-0 | CO | HW | HW-6239 | - | Fixed | SD-D58(TYPE GP)series | 0～100%LEL
Carbon Monoxide | CO | 630-08-0 | CO | HW | HW-6239/NC-6239 | - | Fixed | GD-A80series | 0～100%LEL/0～125000ppm
Carbon Monoxide | CO | 630-08-0 | CO | HW | HW-6239/NC-6239 | - | Fixed | GD-D58(TYPE GP)series | 0～100%LEL/0～125000ppm
Carbon Monoxide | CO | 630-08-0 | CO | HW | HW-6239/NC-6239 | - | Fixed | GD-D58(TYPE NC)series | 0～100%LEL/0～125000ppm
Carbon Monoxide | CO | 630-08-0 | CO | HW | HW-6239/NC-6239 | - | Fixed | SD-1(TYPE NC)series | 0～100%LEL/0～125000ppm
Carbon Monoxide | CO | 630-08-0 | CO | HW | HW-6239/NC-6239 | - | Fixed | SD-D58(TYPE NC)series | 0～100%LEL/0～125000ppm
Carbon Monoxide | CO | 630-08-0 | CO | HW | HW-6206 | - | Fixed | SD-2500 | 0～100%LEL | Upper limit of operating temperature of instrument: SD-2500=160℃/SD-2600=200℃/SD-2700：250℃
Carbon Monoxide | CO | 630-08-0 | CO | HW | HW-6206 | - | Fixed | SD-2600 | 0～100%LEL | Upper limit of operating temperature of instrument: SD-2500=160℃/SD-2600=200℃/SD-2700：250℃
Carbon Monoxide | CO | 630-08-0 | CO | HW | HW-6206 | - | Fixed | SD-2700 | 0～100%LEL | Upper limit of operating temperature of instrument: SD-2500=160℃/SD-2600=200℃/SD-2700：250℃
Carbon Monoxide | CO | 630-08-0 | CO | HW | HW-6207 | - | Fixed | GD-A2400 | 0～100%LEL | Upper limit of operating temperature of instrument: GD-A2400=160℃
Carbon Monoxide | CO | 630-08-0 | CO | HW | HW-6208 | - | Fixed | SD-2500 | 0～100%LEL | HW-6206 temperature sorted sensor, Upper limit of operating temperature of instrument: SD-2500=160℃/SD-2600=200℃/SD-2700：250℃
Carbon Monoxide | CO | 630-08-0 | CO | HW | HW-6208 | - | Fixed | SD-2600 | 0～100%LEL | HW-6206 temperature sorted sensor, Upper limit of operating temperature of instrument: SD-2500=160℃/SD-2600=200℃/SD-2700：250℃
Carbon Monoxide | CO | 630-08-0 | CO | HW | HW-6208 | - | Fixed | SD-2700 | 0～100%LEL | HW-6206 temperature sorted sensor, Upper limit of operating temperature of instrument: SD-2500=160℃/SD-2600=200℃/SD-2700：250℃
Carbon Monoxide | CO | 630-08-0 | CO | HW | HW-6212 | - | Fixed | GD-A80-70series | 0～100%LEL
Carbon Monoxide | CO | 630-08-0 | CO | SG | SG-8521 | - | Fixed | GD-A80Vseries | ★0～150ppm/★0～200ppm/★0～300ppm/★0～500ppm/0～1000ppm/0～2000ppm/0～3000ppm/0～5000ppm/0～10000ppm | ★Range easily affected by environmental conditions and other
Carbon Monoxide | CO | 630-08-0 | CO | SG | SG-8521 | - | Fixed | GD-D58・GHseries | ★0～150ppm/★0～200ppm/★0～300ppm/★0～500ppm/0～1000ppm/0～2000ppm/0～3000ppm/0～5000ppm/0～10000ppm | ★Range easily affected by environmental conditions and other
Carbon Monoxide | CO | 630-08-0 | CO | SG | SG-8521 | - | Fixed | SD-1GHseries | ★0～150ppm/★0～200ppm/★0～300ppm/★0～500ppm/0～1000ppm/0～2000ppm/0～3000ppm/0～5000ppm/0～10000ppm | ★Range easily affected by environmental conditions and other
Carbon Monoxide | CO | 630-08-0 | CO | SG | SG-8521 | - | Fixed | SD-D58・GHseries | ★0～150ppm/★0～200ppm/★0～300ppm/★0～500ppm/0～1000ppm/0～2000ppm/0～3000ppm/0～5000ppm/0～10000ppm | ★Range easily affected by environmental conditions and other
Carbon Monoxide | CO | 630-08-0 | CO | SG | SG-8751 | - | Fixed | GD-A44V | 0～75ppm/0～100ppm/0～150ppm/0～200ppm
Carbon Monoxide | CO | 630-08-0 | CO | ES | ES-A3CP | - | Portable | CX-5 | 0～1000ppm
Carbon Monoxide | CO | 630-08-0 | CO | ES | ES-1821 | - | Portable | GX-2009 | 0～150ppm
Carbon Monoxide | CO | 630-08-0 | CO | ES | ES-1821 | - | Portable | GX-2012 | 0～150ppm
Carbon Monoxide | CO | 630-08-0 | CO | ES | ES-1821 | - | Portable | GX-2012GT | 0～150ppm
Carbon Monoxide | CO | 630-08-0 | CO | ES | ES-1821 | - | Portable | GX-6000 | 0～150ppm
Carbon Monoxide | CO | 630-08-0 | CO | ES | ES-1821 | - | Portable | CO-03 | 0～150ppm
Carbon Monoxide | CO | 630-08-0 | CO | ES | ES-031 | - | Portable | GX-8000 | 0～150ppm
Carbon Monoxide | CO | 630-08-0 | CO | ES | ES-031M | - | Portable | RX-8500 | 0～1000ppm
Carbon Monoxide | CO | 630-08-0 | CO | SH | SH-8662 | - | Portable | SP-220(TYPE SC) | 0～30ppm
Carbon Monoxide | CO | 630-08-0 | CO | ES | ESM-011 | - | Portable | SC-01 | 0～75ppm
Carbon Monoxide | CO | 630-08-0 | CO | ES | ESM-23 | - | Portable | SC-8000 | 0～75ppm
Carbon Monoxide | CO | 630-08-0 | CO | ES | ESM-23 | - | Portable | SC-8000 | 0～150ppm
Carbon Monoxide | CO | 630-08-0 | CO | ES | ESM-23 | - | Portable | SC-8000 | 0～300ppm
Carbon Monoxide | CO | 630-08-0 | CO | IF | IFM-8048 | AIR | Portable | FI-8000 | 0～100vol%
Carbon Monoxide | CO | 630-08-0 | CO | IF | IFM-8048 | N2 | Portable | FI-8000 | 0～100vol%
Carbon tetrachloride | CCL4 | 56-23-5 | CCL4 | SG | SG-8513 | - | Fixed | GD-A80Vseries | 0～500ppm/0～1000ppm/0～2000ppm
Carbon tetrachloride | CCL4 | 56-23-5 | CCL4 | SG | SG-8513 | - | Fixed | GD-D58・GHseries | 0～500ppm/0～1000ppm/0～2000ppm
Carbon tetrachloride | CCL4 | 56-23-5 | CCL4 | SG | SG-8513 | - | Fixed | SD-1GHseries | 0～500ppm/0～1000ppm/0～2000ppm
Carbon tetrachloride | CCL4 | 56-23-5 | CCL4 | SG | SG-8513 | - | Fixed | SD-D58・GHseries | 0～500ppm/0～1000ppm/0～2000ppm
Carbontetrafluoride | FC-14 | 75-73-0 | CF4 | RI | DE-2113-37 | - | Fixed | RI-257 | 0～10000ppm
Carbonyl fluoride | COF2 | 353-50-4 | COF2 | ES | ESU-K253 | - | Fixed | GD-70Dseries | 0～6ppm
Carbonyl fluoride | COF2 | 353-50-4 | COF2 | ES | ESU-K253 | - | Fixed | TP-70D | 0～6ppm
Carbonyl fluoride | COF2 | 353-50-4 | COF2 | ES | ESU-K253L | - | Fixed | GD-70Dseries | 0～6ppm | Sensor for low humidity/Range: ～62%RH
Carbonyl fluoride | COF2 | 353-50-4 | COF2 | ES | ESU-K253L | - | Fixed | TP-70D | 0～6ppm | Sensor for low humidity/Range: ～62%RH
Carbonyl sulfide | COS | 463-58-1 | COS | ES | ESU-237iF | - | Fixed | TP-70DGⅡseries | 0～15ppm | Only for TP-70DGⅡ
Carbonyl sulfide | COS | 463-58-1 | COS | ES | ESU-238 | - | Fixed | GD-70D+PLUseries | 0～90ppm | PLU-70 required/Standard alarm point： 30ppm, 60ppm/Capable to set alarm point 25ppm under 20～30℃ environment
Carbonyl sulfide | COS | 463-58-1 | COS | ES | ESU-238 | - | Fixed | GD-70DG | 0～90ppm | PLU-70 required/Standard alarm point： 30ppm, 60ppm/Capable to set alarm point 25ppm under 20～30℃ environment
Carbonyl sulfide | COS | 463-58-1 | COS | ES | ESU-238 | - | Fixed | TP-70DG | 0～90ppm | PLU-70 required/Standard alarm point： 30ppm, 60ppm/Capable to set alarm point 25ppm under 20～30℃ environment
Carbonyl sulfide | COS | 463-58-1 | COS | SG | SGU-8562 | - | Fixed | GD-70Dseries | 0～2000ppm
Carbonyl sulfide | COS | 463-58-1 | COS | SG | SGU-8562 | - | Fixed | TP-70D | 0～2000ppm
Carbonyl sulfide | COS | 463-58-1 | COS | SG | SGU-8562 | - | Fixed | GD-70Dseries | 0～5000ppm
Carbonyl sulfide | COS | 463-58-1 | COS | SG | SGU-8562 | - | Fixed | TP-70D | 0～5000ppm
Carbonyl sulfide | COS | 463-58-1 | COS | SG | SG-8521 | - | Fixed | GD-A80Vseries | ★0～100ppm | ★Range easily affected by environmental conditions and other
Carbonyl sulfide | COS | 463-58-1 | COS | SG | SG-8521 | - | Fixed | GD-D58・GHseries | ★0～100ppm | ★Range easily affected by environmental conditions and other
Carbonyl sulfide | COS | 463-58-1 | COS | SG | SG-8521 | - | Fixed | SD-1GHseries | ★0～100ppm | ★Range easily affected by environmental conditions and other
Carbonyl sulfide | COS | 463-58-1 | COS | SG | SG-8521 | - | Fixed | SD-D58・GHseries | ★0～100ppm | ★Range easily affected by environmental conditions and other
Carbonyl sulfide | COS | 463-58-1 | COS | SG | SG-8562 | - | Fixed | GD-A80Vseries | 0～500ppm/0～1000ppm/0～2000ppm/0～3000ppm/0～5000ppm
Carbonyl sulfide | COS | 463-58-1 | COS | SG | SG-8562 | - | Fixed | GD-D58・GHseries | 0～500ppm/0～1000ppm/0～2000ppm/0～3000ppm/0～5000ppm
Carbonyl sulfide | COS | 463-58-1 | COS | SG | SG-8562 | - | Fixed | SD-1GHseries | 0～500ppm/0～1000ppm/0～2000ppm/0～3000ppm/0～5000ppm
Carbonyl sulfide | COS | 463-58-1 | COS | SG | SG-8562 | - | Fixed | SD-D58・GHseries | 0～500ppm/0～1000ppm/0～2000ppm/0～3000ppm/0～5000ppm
Chlorine | CL2 | 7782-50-5 | CL2 | ES | ESU-K233 | - | Fixed | GD-70Dseries | 0～1.5ppm
Chlorine | CL2 | 7782-50-5 | CL2 | ES | ESU-K233 | - | Fixed | TP-70D | 0～1.5ppm
Chlorine | CL2 | 7782-50-5 | CL2 | ES | ESU-K233 | - | Fixed | GD-70Dseries | 0～3ppm
Chlorine | CL2 | 7782-50-5 | CL2 | ES | ESU-K233 | - | Fixed | TP-70D | 0～3ppm
Chlorine | CL2 | 7782-50-5 | CL2 | ES | ESU-K233L | - | Fixed | GD-70Dseries | 0～1.5ppm | Sensor for low humidity/Range： 20～62%RH
Chlorine | CL2 | 7782-50-5 | CL2 | ES | ESU-K233L | - | Fixed | TP-70D | 0～1.5ppm | Sensor for low humidity/Range： 20～62%RH
Chlorine | CL2 | 7782-50-5 | CL2 | ES | ESU-K233L | - | Fixed | GD-70Dseries | 0～3ppm | Sensor for low humidity/Range： 20～62%RH
Chlorine | CL2 | 7782-50-5 | CL2 | ES | ESU-K233L | - | Fixed | TP-70D | 0～3ppm | Sensor for low humidity/Range： 20～62%RH
Chlorine | CL2 | 7782-50-5 | CL2 | ES | ESU-K235 | - | Fixed | GD-70Dseries | 0～1.5ppm
Chlorine | CL2 | 7782-50-5 | CL2 | ES | ESU-K235 | - | Fixed | TP-70D | 0～1.5ppm
Chlorine | CL2 | 7782-50-5 | CL2 | ES | ESU-K235 | - | Fixed | GD-70Dseries | 0～3ppm
Chlorine | CL2 | 7782-50-5 | CL2 | ES | ESU-K235 | - | Fixed | TP-70D | 0～3ppm
Chlorine | CL2 | 7782-50-5 | CL2 | ES | ESU-K235L | - | Fixed | GD-70Dseries | 0～1.5ppm | Sensor for low humidity/Range： 20～65%RH
Chlorine | CL2 | 7782-50-5 | CL2 | ES | ESU-K235L | - | Fixed | TP-70D | 0～1.5ppm | Sensor for low humidity/Range： 20～65%RH
Chlorine | CL2 | 7782-50-5 | CL2 | ES | ESU-K235L | - | Fixed | GD-70Dseries | 0～3ppm | Sensor for low humidity/Range： 20～65%RH
Chlorine | CL2 | 7782-50-5 | CL2 | ES | ESU-K235L | - | Fixed | TP-70D | 0～3ppm | Sensor for low humidity/Range： 20～65%RH
Chlorine | CL2 | 7782-50-5 | CL2 | ES | ESU-K235 | - | Fixed | GD-70Dseries | 0～10ppm
Chlorine | CL2 | 7782-50-5 | CL2 | ES | ESU-K235 | - | Fixed | TP-70D | 0～10ppm
Chlorine | CL2 | 7782-50-5 | CL2 | ES | ESU-K235L | - | Fixed | GD-70Dseries | 0～10ppm | Sensor for low humidity/Range： 20～65%RH
Chlorine | CL2 | 7782-50-5 | CL2 | ES | ESU-K235L | - | Fixed | TP-70D | 0～10ppm | Sensor for low humidity/Range： 20～65%RH
Chlorine | CL2 | 7782-50-5 | CL2 | ES | ES-B435 | - | Fixed | SDWL-1ECseries | 0～1.5ppm
Chlorine | CL2 | 7782-50-5 | CL2 | ES | ESM-K233 | - | Fixed | GD-K88Aiseries | 0～15ppm
Chlorine | CL2 | 7782-50-5 | CL2 | ES | ESM-K233 | - | Fixed | GD-K88Diseries | 0～15ppm
Chlorine | CL2 | 7782-50-5 | CL2 | ES | ESM-K233 | - | Fixed | GD-K88Aiseries | 0～3ppm
Chlorine | CL2 | 7782-50-5 | CL2 | ES | ESM-K233 | - | Fixed | GD-K88Diseries | 0～3ppm
Chlorine | CL2 | 7782-50-5 | CL2 | ES | ESM-K235 | - | Fixed | GD-K88Aiseries | 0～1.5ppm
Chlorine | CL2 | 7782-50-5 | CL2 | ES | ESM-K235 | - | Fixed | GD-K88Diseries | 0～1.5ppm
Chlorine | CL2 | 7782-50-5 | CL2 | ES | ESM-K235 | - | Fixed | GD-K88Aiseries | 0～3ppm
Chlorine | CL2 | 7782-50-5 | CL2 | ES | ESM-K235 | - | Fixed | GD-K88Diseries | 0～3ppm
Chlorine | CL2 | 7782-50-5 | CL2 | ES | ESM-K239 | - | Fixed | GD-K88Aiseries | 0～1.5ppm
Chlorine | CL2 | 7782-50-5 | CL2 | ES | ESM-K239 | - | Fixed | GD-K88Diseries | 0～1.5ppm
Chlorine | CL2 | 7782-50-5 | CL2 | ES | ESM-K239 | - | Fixed | GD-K88Aiseries | 0～3ppm
Chlorine | CL2 | 7782-50-5 | CL2 | ES | ESM-K239 | - | Fixed | GD-K88Diseries | 0～3ppm
Chlorine | CL2 | 7782-50-5 | CL2 | ES | ESM-K239B | - | Fixed | GD-K88Aiseries | 0～1.5ppm
Chlorine | CL2 | 7782-50-5 | CL2 | ES | ESM-K239B | - | Fixed | GD-K88Diseries | 0～1.5ppm
Chlorine | CL2 | 7782-50-5 | CL2 | ES | ESM-K239B | - | Fixed | GD-K88Aiseries | 0～3ppm
Chlorine | CL2 | 7782-50-5 | CL2 | ES | ESM-K239B | - | Fixed | GD-K88Diseries | 0～3ppm
Chlorine | CL2 | 7782-50-5 | CL2 | ES | ESM-K233L | - | Fixed | GD-K88Aiseries | 0～1.5ppm
Chlorine | CL2 | 7782-50-5 | CL2 | ES | ESM-K233L | - | Fixed | GD-K88Diseries | 0～1.5ppm
Chlorine | CL2 | 7782-50-5 | CL2 | ES | ESM-K233L | - | Fixed | GD-K88Aiseries | 0～3ppm
Chlorine | CL2 | 7782-50-5 | CL2 | ES | ESM-K233L | - | Fixed | GD-K88Diseries | 0～3ppm
Chlorine | CL2 | 7782-50-5 | CL2 | ES | ESM-K235L | - | Fixed | GD-K88Aiseries | 0～1.5ppm
Chlorine | CL2 | 7782-50-5 | CL2 | ES | ESM-K235L | - | Fixed | GD-K88Diseries | 0～1.5ppm
Chlorine | CL2 | 7782-50-5 | CL2 | ES | ESM-K235L | - | Fixed | GD-K88Aiseries | 0～3ppm
Chlorine | CL2 | 7782-50-5 | CL2 | ES | ESM-K235L | - | Fixed | GD-K88Diseries | 0～3ppm
Chlorine | CL2 | 7782-50-5 | CL2 | ES | ESM-K239L | - | Fixed | GD-K88Aiseries | 0～1.5ppm
Chlorine | CL2 | 7782-50-5 | CL2 | ES | ESM-K239L | - | Fixed | GD-K88Diseries | 0～1.5ppm
Chlorine | CL2 | 7782-50-5 | CL2 | ES | ESM-K239L | - | Fixed | GD-K88Aiseries | 0～3ppm
Chlorine | CL2 | 7782-50-5 | CL2 | ES | ESM-K239L | - | Fixed | GD-K88Diseries | 0～3ppm
Chlorine | CL2 | 7782-50-5 | CL2 | ES | ESM-K235 | - | Fixed | GD-K88Aiseries | 0～10ppm
Chlorine | CL2 | 7782-50-5 | CL2 | ES | ESM-K235 | - | Fixed | GD-K88Diseries | 0～10ppm
Chlorine | CL2 | 7782-50-5 | CL2 | ES | ESM-K235L | - | Fixed | GD-K88Aiseries | 0～10ppm
Chlorine | CL2 | 7782-50-5 | CL2 | ES | ESM-K235L | - | Fixed | GD-K88Diseries | 0～10ppm
Chlorine | CL2 | 7782-50-5 | CL2 | ES | ESS-B335 | - | Portable | GX-6000 | 0～10ppm
Chlorine | CL2 | 7782-50-5 | CL2 | ES | ESM-K01-D | - | Portable | SC-01 | 0～3ppm
Chlorine | CL2 | 7782-50-5 | CL2 | ES | ESM-K233 | - | Portable | SC-8000 | 0～1.5ppm
Chlorine | CL2 | 7782-50-5 | CL2 | ES | ESM-K233 | - | Portable | SC-8000 | 0～3ppm
Chlorine | CL2 | 7782-50-5 | CL2 | ES | ESM-K235 | - | Portable | SC-8000 | 0～1.5ppm
Chlorine | CL2 | 7782-50-5 | CL2 | ES | ESM-K235 | - | Portable | SC-8000 | 0～3ppm
Chlorine Trifluoride | CLF3 | 7790-91-2 | CLF3 | ES | ESU-K233C(A) | - | Fixed | GD-70Dseries | 0～1ppm | Acid interference
Chlorine Trifluoride | CLF3 | 7790-91-2 | CLF3 | ES | ESU-K233C(A) | - | Fixed | TP-70D | 0～1ppm | Acid interference
Chlorine Trifluoride | CLF3 | 7790-91-2 | CLF3 | ES | ESU-K233C(C) | - | Fixed | GD-70Dseries | 0～1ppm | Non acid interference
Chlorine Trifluoride | CLF3 | 7790-91-2 | CLF3 | ES | ESU-K233C(C) | - | Fixed | TP-70D | 0～1ppm | Non acid interference
Chlorine Trifluoride | CLF3 | 7790-91-2 | CLF3 | ES | ESU-K233C-S(A) | - | Fixed | GD-70Dseries | 0～0.6ppm | Acid interference
Chlorine Trifluoride | CLF3 | 7790-91-2 | CLF3 | ES | ESU-K233C-S(A) | - | Fixed | TP-70D | 0～0.6ppm | Acid interference
Chlorine Trifluoride | CLF3 | 7790-91-2 | CLF3 | ES | ESU-K233C-S(C) | - | Fixed | GD-70Dseries | 0～0.6ppm | Non acid interference
Chlorine Trifluoride | CLF3 | 7790-91-2 | CLF3 | ES | ESU-K233C-S(C) | - | Fixed | TP-70D | 0～0.6ppm | Non acid interference
Chlorine Trifluoride | CLF3 | 7790-91-2 | CLF3 | ES | ESU-K233CL-S(A) | - | Fixed | GD-70Dseries | 0～0.6ppm | Acid interference/Sensor for low humidity/Range： 20～62%RH
Chlorine Trifluoride | CLF3 | 7790-91-2 | CLF3 | ES | ESU-K233CL-S(A) | - | Fixed | TP-70D | 0～0.6ppm | Acid interference/Sensor for low humidity/Range： 20～62%RH
Chlorine Trifluoride | CLF3 | 7790-91-2 | CLF3 | ES | ESU-K233CL-S(C) | - | Fixed | GD-70Dseries | 0～0.6ppm | Non acid interference/Sensor for low humidity/Range： 20～62%Rh
Chlorine Trifluoride | CLF3 | 7790-91-2 | CLF3 | ES | ESU-K233CL-S(C) | - | Fixed | TP-70D | 0～0.6ppm | Non acid interference/Sensor for low humidity/Range： 20～62%Rh
Chlorine Trifluoride | CLF3 | 7790-91-2 | CLF3 | ES | ESU-K236 | - | Fixed | GD-70Dseries | 0～0.3ppm | Acid interference
Chlorine Trifluoride | CLF3 | 7790-91-2 | CLF3 | ES | ESU-K236 | - | Fixed | TP-70D | 0～0.3ppm | Acid interference
Chlorine Trifluoride | CLF3 | 7790-91-2 | CLF3 | ES | ESU-K236L | - | Fixed | GD-70Dseries | 0～0.3ppm | Acid interference/Sensor for low humidity/Range： 20～62%RH
Chlorine Trifluoride | CLF3 | 7790-91-2 | CLF3 | ES | ESU-K236L | - | Fixed | TP-70D | 0～0.3ppm | Acid interference/Sensor for low humidity/Range： 20～62%RH
Chlorine Trifluoride | CLF3 | 7790-91-2 | CLF3 | ES | ESM-K233C(A) | - | Fixed | GD-K88Aiseries | 0～1ppm | Acid interference
Chlorine Trifluoride | CLF3 | 7790-91-2 | CLF3 | ES | ESM-K233C(A) | - | Fixed | GD-K88Diseries | 0～1ppm | Acid interference
Chlorine Trifluoride | CLF3 | 7790-91-2 | CLF3 | ES | ESM-K233C(C) | - | Fixed | GD-K88Aiseries | 0～1ppm | Non acid interference
Chlorine Trifluoride | CLF3 | 7790-91-2 | CLF3 | ES | ESM-K233C(C) | - | Fixed | GD-K88Diseries | 0～1ppm | Non acid interference
Chlorine Trifluoride | CLF3 | 7790-91-2 | CLF3 | ES | ESM-K233C-S(A) | - | Fixed | GD-K88Aiseries | 0～0.6ppm | Acid interference
Chlorine Trifluoride | CLF3 | 7790-91-2 | CLF3 | ES | ESM-K233C-S(A) | - | Fixed | GD-K88Diseries | 0～0.6ppm | Acid interference
Chlorine Trifluoride | CLF3 | 7790-91-2 | CLF3 | ES | ESM-K233C-S(C) | - | Fixed | GD-K88Aiseries | 0～0.6ppm | Non acid interference
Chlorine Trifluoride | CLF3 | 7790-91-2 | CLF3 | ES | ESM-K233C-S(C) | - | Fixed | GD-K88Diseries | 0～0.6ppm | Non acid interference
Chlorine Trifluoride | CLF3 | 7790-91-2 | CLF3 | ES | ESM-K236 | - | Fixed | GD-K88Aiseries | 0～0.3ppm | Acid interference
Chlorine Trifluoride | CLF3 | 7790-91-2 | CLF3 | ES | ESM-K236 | - | Fixed | GD-K88Diseries | 0～0.3ppm | Acid interference
Chlorine Trifluoride | CLF3 | 7790-91-2 | CLF3 | ES | ESM-K233CL(A) | - | Fixed | GD-K88Aiseries | 0～1ppm | Acid interference/Sensor for low humidity/Range： 20～62%RH
Chlorine Trifluoride | CLF3 | 7790-91-2 | CLF3 | ES | ESM-K233CL(A) | - | Fixed | GD-K88Diseries | 0～1ppm | Acid interference/Sensor for low humidity/Range： 20～62%RH
Chlorine Trifluoride | CLF3 | 7790-91-2 | CLF3 | ES | ESM-K233CL(C) | - | Fixed | GD-K88Aiseries | 0～1ppm | Non acid interference/Sensor for low humidity/Range： 20～62%Rh
Chlorine Trifluoride | CLF3 | 7790-91-2 | CLF3 | ES | ESM-K233CL(C) | - | Fixed | GD-K88Diseries | 0～1ppm | Non acid interference/Sensor for low humidity/Range： 20～62%Rh
Chlorine Trifluoride | CLF3 | 7790-91-2 | CLF3 | ES | ESM-K233CL-S(A) | - | Fixed | GD-K88Aiseries | 0～0.6ppm | Acid interference/Sensor for low humidity/Range： 20～62%RH
Chlorine Trifluoride | CLF3 | 7790-91-2 | CLF3 | ES | ESM-K233CL-S(A) | - | Fixed | GD-K88Diseries | 0～0.6ppm | Acid interference/Sensor for low humidity/Range： 20～62%RH
Chlorine Trifluoride | CLF3 | 7790-91-2 | CLF3 | ES | ESM-K233CL-S(C) | - | Fixed | GD-K88Aiseries | 0～0.6ppm | Non acid interference/Sensor for low humidity/Range： 20～62%Rh
Chlorine Trifluoride | CLF3 | 7790-91-2 | CLF3 | ES | ESM-K233CL-S(C) | - | Fixed | GD-K88Diseries | 0～0.6ppm | Non acid interference/Sensor for low humidity/Range： 20～62%Rh
Chlorine Trifluoride | CLF3 | 7790-91-2 | CLF3 | ES | ESM-K236L | - | Fixed | GD-K88Aiseries | 0～0.3ppm | Acid interference/Sensor for low humidity/Range： 20～62%RH
Chlorine Trifluoride | CLF3 | 7790-91-2 | CLF3 | ES | ESM-K236L | - | Fixed | GD-K88Diseries | 0～0.3ppm | Acid interference/Sensor for low humidity/Range： 20～62%RH
Chlorine Trifluoride | CLF3 | 7790-91-2 | CLF3 | ES | ESM-K233C(A) | - | Portable | SC-8000 | 0～1ppm | Acid interference
Chlorine Trifluoride | CLF3 | 7790-91-2 | CLF3 | ES | ESM-K233C-S(A) | - | Portable | SC-8000 | 0～0.6ppm | Acid interference
Chlorine Trifluoride | CLF3 | 7790-91-2 | CLF3 | ES | ESM-K233C-S(C) | - | Portable | SC-8000 | 0～0.6ppm | Non acid interference
Chlorobenzene | C6H5CL | 108-90-7 | C6H5CL | SG | SG-8513 | - | Fixed | GD-A80Vseries | 0～100ppm/0～200ppm/0～300ppm/0～500ppm/0～1000ppm/0～2000ppm
Chlorobenzene | C6H5CL | 108-90-7 | C6H5CL | SG | SG-8513 | - | Fixed | GD-D58・GHseries | 0～100ppm/0～200ppm/0～300ppm/0～500ppm/0～1000ppm/0～2000ppm
Chlorobenzene | C6H5CL | 108-90-7 | C6H5CL | SG | SG-8513 | - | Fixed | SD-1GHseries | 0～100ppm/0～200ppm/0～300ppm/0～500ppm/0～1000ppm/0～2000ppm
Chlorobenzene | C6H5CL | 108-90-7 | C6H5CL | SG | SG-8513 | - | Fixed | SD-D58・GHseries | 0～100ppm/0～200ppm/0～300ppm/0～500ppm/0～1000ppm/0～2000ppm
Chlorobromomethane | BCM | 74-97-5 | CH2CLBr | SG | SG-8523 | - | Fixed | GD-A80Vseries | 0～500ppm/0～1000ppm/0～2000ppm/0～3000ppm/0～5000ppm
Chlorobromomethane | BCM | 74-97-5 | CH2CLBr | SG | SG-8523 | - | Fixed | GD-D58・GHseries | 0～500ppm/0～1000ppm/0～2000ppm/0～3000ppm/0～5000ppm
Chlorobromomethane | BCM | 74-97-5 | CH2CLBr | SG | SG-8523 | - | Fixed | SD-1GHseries | 0～500ppm/0～1000ppm/0～2000ppm/0～3000ppm/0～5000ppm
Chlorobromomethane | BCM | 74-97-5 | CH2CLBr | SG | SG-8523 | - | Fixed | SD-D58・GHseries | 0～500ppm/0～1000ppm/0～2000ppm/0～3000ppm/0～5000ppm
Chlorodifluoromethane | R-22 | 75-45-6 | CHF2CL | RI | DE-2113-35 | - | Fixed | RI-257 | 0～5000ppm
Chlorodifluoromethane | R-22 | 75-45-6 | CHF2CL | SG | SG-8513 | - | Fixed | GD-A80Vseries | 0～300ppm/0～500ppm/0～1000ppm/0～2000ppm/0～3000ppm/0～5000ppm
Chlorodifluoromethane | R-22 | 75-45-6 | CHF2CL | SG | SG-8513 | - | Fixed | GD-D58・GHseries | 0～300ppm/0～500ppm/0～1000ppm/0～2000ppm/0～3000ppm/0～5000ppm
Chlorodifluoromethane | R-22 | 75-45-6 | CHF2CL | SG | SG-8513 | - | Fixed | SD-1GHseries | 0～300ppm/0～500ppm/0～1000ppm/0～2000ppm/0～3000ppm/0～5000ppm
Chlorodifluoromethane | R-22 | 75-45-6 | CHF2CL | SG | SG-8513 | - | Fixed | SD-D58・GHseries | 0～300ppm/0～500ppm/0～1000ppm/0～2000ppm/0～3000ppm/0～5000ppm
Chlorodifluoromethane | R-22 | 75-45-6 | CHF2CL | SH | SH-8662 | - | Portable | SP-220(TYPE SC) | 0～50ppm
Chlorodifluoromethane | R-22 | 75-45-6 | CHF2CL | SH | SH-8661 | - | Portable | SP-220(TYPE F) | 0～10000ppm
Chlorodifluoromethane | R-22 | 75-45-6 | CHF2CL | SH | SH-8661 | - | Portable | SP-220(TYPE H2) | 0～10000ppm
Chlorodifluoromethane | R-22 | 75-45-6 | CHF2CL | IF | IFM-8048 | N2 | Portable | FI-8000 | 0～20vol%
Chloroform | CHCL3 | 67-66-3 | CHCL3 | SG | SG-8513 | - | Fixed | GD-A80Vseries | 0～200ppm/0～300ppm/0～500ppm/0～1000ppm/0～2000ppm/0～3000ppm/0～5000ppm
Chloroform | CHCL3 | 67-66-3 | CHCL3 | SG | SG-8513 | - | Fixed | GD-D58・GHseries | 0～200ppm/0～300ppm/0～500ppm/0～1000ppm/0～2000ppm/0～3000ppm/0～5000ppm
Chloroform | CHCL3 | 67-66-3 | CHCL3 | SG | SG-8513 | - | Fixed | SD-1GHseries | 0～200ppm/0～300ppm/0～500ppm/0～1000ppm/0～2000ppm/0～3000ppm/0～5000ppm
Chloroform | CHCL3 | 67-66-3 | CHCL3 | SG | SG-8513 | - | Fixed | SD-D58・GHseries | 0～200ppm/0～300ppm/0～500ppm/0～1000ppm/0～2000ppm/0～3000ppm/0～5000ppm
Chloromethyl methyl ether | CMME | 107-30-2 | C2H5OCL | SG | SG-8523 | - | Fixed | GD-A80Vseries | 0～50ppm/0～100ppm/0～200ppm/0～300ppm/0～500ppm
Chloromethyl methyl ether | CMME | 107-30-2 | C2H5OCL | SG | SG-8523 | - | Fixed | GD-D58・GHseries | 0～50ppm/0～100ppm/0～200ppm/0～300ppm/0～500ppm
Chloromethyl methyl ether | CMME | 107-30-2 | C2H5OCL | SG | SG-8523 | - | Fixed | SD-1GHseries | 0～50ppm/0～100ppm/0～200ppm/0～300ppm/0～500ppm
Chloromethyl methyl ether | CMME | 107-30-2 | C2H5OCL | SG | SG-8523 | - | Fixed | SD-D58・GHseries | 0～50ppm/0～100ppm/0～200ppm/0～300ppm/0～500ppm
Chlorotrifluoroethylene | CTFE | 79-38-9 | C2F3CL | SG | SGU-8513 | - | Fixed | GD-70Dseries | 0～5000ppm
Chlorotrifluoroethylene | CTFE | 79-38-9 | C2F3CL | SG | SGU-8513 | - | Fixed | TP-70D | 0～5000ppm
Chlorotrifluoroethylene | CTFE | 79-38-9 | C2F3CL | SG | SG-8513 | - | Fixed | GD-A80Vseries | 0～300ppm/0～500ppm/0～1000ppm/0～2000ppm/0～3000ppm/0～5000ppm
Chlorotrifluoroethylene | CTFE | 79-38-9 | C2F3CL | SG | SG-8513 | - | Fixed | GD-D58・GHseries | 0～300ppm/0～500ppm/0～1000ppm/0～2000ppm/0～3000ppm/0～5000ppm
Chlorotrifluoroethylene | CTFE | 79-38-9 | C2F3CL | SG | SG-8513 | - | Fixed | SD-1GHseries | 0～300ppm/0～500ppm/0～1000ppm/0～2000ppm/0～3000ppm/0～5000ppm
Chlorotrifluoroethylene | CTFE | 79-38-9 | C2F3CL | SG | SG-8513 | - | Fixed | SD-D58・GHseries | 0～300ppm/0～500ppm/0～1000ppm/0～2000ppm/0～3000ppm/0～5000ppm
Cresol | C7H8O | 1319-77-3,95-48-7(-o),108-39-4(-m),106-44-5(-p) | C7H8O | SG | SG-8521 | - | Fixed | GD-A80Vseries | 0～100ppm/0～200ppm/0～300ppm/0～500ppm/0～1000ppm/0～2000ppm/0～3000ppm/0～5000ppm
Cresol | C7H8O | 1319-77-3,95-48-7(-o),108-39-4(-m),106-44-5(-p) | C7H8O | SG | SG-8521 | - | Fixed | GD-D58・GHseries | 0～100ppm/0～200ppm/0～300ppm/0～500ppm/0～1000ppm/0～2000ppm/0～3000ppm/0～5000ppm
Cresol | C7H8O | 1319-77-3,95-48-7(-o),108-39-4(-m),106-44-5(-p) | C7H8O | SG | SG-8521 | - | Fixed | SD-1GHseries | 0～100ppm/0～200ppm/0～300ppm/0～500ppm/0～1000ppm/0～2000ppm/0～3000ppm/0～5000ppm
Cresol | C7H8O | 1319-77-3,95-48-7(-o),108-39-4(-m),106-44-5(-p) | C7H8O | SG | SG-8521 | - | Fixed | SD-D58・GHseries | 0～100ppm/0～200ppm/0～300ppm/0～500ppm/0～1000ppm/0～2000ppm/0～3000ppm/0～5000ppm
Cumene | Cumene | 98-82-8 | C9H12 | HW | HW-6211 | - | Fixed | SD-1(TYPE GP)series | ～100%LEL
Cumene | Cumene | 98-82-8 | C9H12 | HW | HW-6211 | - | Fixed | SD-D58(TYPE GP)series | ～100%LEL
Cumene | Cumene | 98-82-8 | C9H12 | HW | HW-6211/NC-6211 | - | Fixed | GD-A80series | ～100%LEL/～9000ppm
Cumene | Cumene | 98-82-8 | C9H12 | HW | HW-6211/NC-6211 | - | Fixed | GD-D58(TYPE GP)series | ～100%LEL/～9000ppm
Cumene | Cumene | 98-82-8 | C9H12 | HW | HW-6211/NC-6211 | - | Fixed | GD-D58(TYPE NC)series | ～100%LEL/～9000ppm
Cumene | Cumene | 98-82-8 | C9H12 | HW | HW-6211/NC-6211 | - | Fixed | SD-1(TYPE NC)series | ～100%LEL/～9000ppm
Cumene | Cumene | 98-82-8 | C9H12 | HW | HW-6211/NC-6211 | - | Fixed | SD-D58(TYPE NC)series | ～100%LEL/～9000ppm
Cumene | Cumene | 98-82-8 | C9H12 | HW | HW-6206 | - | Fixed | SD-2500 | 0～100%LEL | Upper limit of operating temperature of instrument: SD-2500=160℃/SD-2600=200℃/SD-2700：250℃
Cumene | Cumene | 98-82-8 | C9H12 | HW | HW-6206 | - | Fixed | SD-2600 | 0～100%LEL | Upper limit of operating temperature of instrument: SD-2500=160℃/SD-2600=200℃/SD-2700：250℃
Cumene | Cumene | 98-82-8 | C9H12 | HW | HW-6206 | - | Fixed | SD-2700 | 0～100%LEL | Upper limit of operating temperature of instrument: SD-2500=160℃/SD-2600=200℃/SD-2700：250℃
Cumene | Cumene | 98-82-8 | C9H12 | HW | HW-6207 | - | Fixed | GD-A2400 | 0～100%LEL | Upper limit of operating temperature of instrument: GD-A2400=160℃
Cumene | Cumene | 98-82-8 | C9H12 | HW | HW-6208 | - | Fixed | SD-2500 | 0～100%LEL | HW-6206 temperature sorted sensor, Upper limit of operating temperature of instrument: SD-2500=160℃/SD-2600=200℃/SD-2700：250℃
Cumene | Cumene | 98-82-8 | C9H12 | HW | HW-6208 | - | Fixed | SD-2600 | 0～100%LEL | HW-6206 temperature sorted sensor, Upper limit of operating temperature of instrument: SD-2500=160℃/SD-2600=200℃/SD-2700：250℃
Cumene | Cumene | 98-82-8 | C9H12 | HW | HW-6208 | - | Fixed | SD-2700 | 0～100%LEL | HW-6206 temperature sorted sensor, Upper limit of operating temperature of instrument: SD-2500=160℃/SD-2600=200℃/SD-2700：250℃
Cumene | Cumene | 98-82-8 | C9H12 | HW | HW-6212 | - | Fixed | GD-A80-70series | 0～100%LEL
Cumene | Cumene | 98-82-8 | C9H12 | SG | SG-8521 | - | Fixed | GD-A80Vseries | 0～300ppm/0～500ppm/0～1000ppm/0～2000ppm
Cumene | Cumene | 98-82-8 | C9H12 | SG | SG-8521 | - | Fixed | GD-D58・GHseries | 0～300ppm/0～500ppm/0～1000ppm/0～2000ppm
Cumene | Cumene | 98-82-8 | C9H12 | SG | SG-8521 | - | Fixed | SD-1GHseries | 0～300ppm/0～500ppm/0～1000ppm/0～2000ppm
Cumene | Cumene | 98-82-8 | C9H12 | SG | SG-8521 | - | Fixed | SD-D58・GHseries | 0～300ppm/0～500ppm/0～1000ppm/0～2000ppm
Cyanogen | C2N2 | 460-19-5 | C2N2 | IF | IFM-8048 | AIR | Portable | FI-8000 | 0～50g/m3
Cyanogen | C2N2 | 460-19-5 | C2N2 | IF | IFM-8048 | AIR | Portable | FI-8000 | 0～300g/m3
Cyclohexane | C6H12 | 110-82-7 | C6H12 | SG | SGU-8521 | - | Fixed | GD-70Dseries | 0～2000ppm
Cyclohexane | C6H12 | 110-82-7 | C6H12 | SG | SGU-8521 | - | Fixed | TP-70D | 0～2000ppm
Cyclohexane | C6H12 | 110-82-7 | C6H12 | RI | DE-3315-2 | - | Fixed | SD-1RIseries | 0～100%LEL
Cyclohexane | C6H12 | 110-82-7 | C6H12 | RI | DE-3315-2 | - | Fixed | SD-1RIseries | 0～5000ppm
Cyclohexane | C6H12 | 110-82-7 | C6H12 | HW | HW-6211 | - | Fixed | SD-1(TYPE GP)series | ～100%LEL
Cyclohexane | C6H12 | 110-82-7 | C6H12 | HW | HW-6211 | - | Fixed | SD-D58(TYPE GP)series | ～100%LEL
Cyclohexane | C6H12 | 110-82-7 | C6H12 | HW | HW-6211/NC-6211 | - | Fixed | GD-A80series | ～100%LEL/～13000ppm
Cyclohexane | C6H12 | 110-82-7 | C6H12 | HW | HW-6211/NC-6211 | - | Fixed | GD-D58(TYPE GP)series | ～100%LEL/～13000ppm
Cyclohexane | C6H12 | 110-82-7 | C6H12 | HW | HW-6211/NC-6211 | - | Fixed | GD-D58(TYPE NC)series | ～100%LEL/～13000ppm
Cyclohexane | C6H12 | 110-82-7 | C6H12 | HW | HW-6211/NC-6211 | - | Fixed | SD-1(TYPE NC)series | ～100%LEL/～13000ppm
Cyclohexane | C6H12 | 110-82-7 | C6H12 | HW | HW-6211/NC-6211 | - | Fixed | SD-D58(TYPE NC)series | ～100%LEL/～13000ppm
Cyclohexane | C6H12 | 110-82-7 | C6H12 | HW | HW-6206 | - | Fixed | SD-2500 | 0～100%LEL | Upper limit of operating temperature of instrument: SD-2500=160℃/SD-2600=200℃/SD-2700：250℃
Cyclohexane | C6H12 | 110-82-7 | C6H12 | HW | HW-6206 | - | Fixed | SD-2600 | 0～100%LEL | Upper limit of operating temperature of instrument: SD-2500=160℃/SD-2600=200℃/SD-2700：250℃
Cyclohexane | C6H12 | 110-82-7 | C6H12 | HW | HW-6206 | - | Fixed | SD-2700 | 0～100%LEL | Upper limit of operating temperature of instrument: SD-2500=160℃/SD-2600=200℃/SD-2700：250℃
Cyclohexane | C6H12 | 110-82-7 | C6H12 | HW | HW-6207 | - | Fixed | GD-A2400 | 0～100%LEL | Upper limit of operating temperature of instrument: GD-A2400=160℃
Cyclohexane | C6H12 | 110-82-7 | C6H12 | HW | HW-6208 | - | Fixed | SD-2500 | 0～100%LEL | HW-6206 temperature sorted sensor, Upper limit of operating temperature of instrument: SD-2500=160℃/SD-2600=200℃/SD-2700：250℃
Cyclohexane | C6H12 | 110-82-7 | C6H12 | HW | HW-6208 | - | Fixed | SD-2600 | 0～100%LEL | HW-6206 temperature sorted sensor, Upper limit of operating temperature of instrument: SD-2500=160℃/SD-2600=200℃/SD-2700：250℃
Cyclohexane | C6H12 | 110-82-7 | C6H12 | HW | HW-6208 | - | Fixed | SD-2700 | 0～100%LEL | HW-6206 temperature sorted sensor, Upper limit of operating temperature of instrument: SD-2500=160℃/SD-2600=200℃/SD-2700：250℃
Cyclohexane | C6H12 | 110-82-7 | C6H12 | HW | HW-6212 | - | Fixed | GD-A80-70series | 0～100%LEL
Cyclohexane | C6H12 | 110-82-7 | C6H12 | SG | SG-8521 | - | Fixed | GD-A80Vseries | 0～100ppm/0～200ppm/0～300ppm/0～500ppm/0～1000ppm/0～2000ppm/0～3000ppm/0～5000ppm
Cyclohexane | C6H12 | 110-82-7 | C6H12 | SG | SG-8521 | - | Fixed | GD-D58・GHseries | 0～100ppm/0～200ppm/0～300ppm/0～500ppm/0～1000ppm/0～2000ppm/0～3000ppm/0～5000ppm
Cyclohexane | C6H12 | 110-82-7 | C6H12 | SG | SG-8521 | - | Fixed | SD-1GHseries | 0～100ppm/0～200ppm/0～300ppm/0～500ppm/0～1000ppm/0～2000ppm/0～3000ppm/0～5000ppm
Cyclohexane | C6H12 | 110-82-7 | C6H12 | SG | SG-8521 | - | Fixed | SD-D58・GHseries | 0～100ppm/0～200ppm/0～300ppm/0～500ppm/0～1000ppm/0～2000ppm/0～3000ppm/0～5000ppm
Cyclohexane | C6H12 | 110-82-7 | C6H12 | IF | IFM-8048 | AIR | Portable | FI-8000 | 0～100%LEL
Cyclohexanol | C6H12O | 108-93-0 | C6H12O | HW | NC-6211 | - | Fixed | GD-A80series | ～25%LEL/～3000ppm
Cyclohexanol | C6H12O | 108-93-0 | C6H12O | HW | NC-6211 | - | Fixed | GD-D58(TYPE GP)series | ～25%LEL/～3000ppm
Cyclohexanol | C6H12O | 108-93-0 | C6H12O | HW | NC-6211 | - | Fixed | GD-D58(TYPE NC)series | ～25%LEL/～3000ppm
Cyclohexanol | C6H12O | 108-93-0 | C6H12O | HW | NC-6211 | - | Fixed | SD-1(TYPE NC)series | ～25%LEL/～3000ppm
Cyclohexanol | C6H12O | 108-93-0 | C6H12O | HW | NC-6211 | - | Fixed | SD-D58(TYPE NC)series | ～25%LEL/～3000ppm
Cyclohexanol | C6H12O | 108-93-0 | C6H12O | SG | SG-8521 | - | Fixed | GD-A80Vseries | 0～200ppm/0～300ppm/0～500ppm/0～1000ppm
Cyclohexanol | C6H12O | 108-93-0 | C6H12O | SG | SG-8521 | - | Fixed | GD-D58・GHseries | 0～200ppm/0～300ppm/0～500ppm/0～1000ppm
Cyclohexanol | C6H12O | 108-93-0 | C6H12O | SG | SG-8521 | - | Fixed | SD-1GHseries | 0～200ppm/0～300ppm/0～500ppm/0～1000ppm
Cyclohexanol | C6H12O | 108-93-0 | C6H12O | SG | SG-8521 | - | Fixed | SD-D58・GHseries | 0～200ppm/0～300ppm/0～500ppm/0～1000ppm
Cyclohexanone | C6H10O | 108-94-1 | C6H10O | HW | HW-6211 | - | Fixed | SD-1(TYPE GP)series | ～100%LEL
Cyclohexanone | C6H10O | 108-94-1 | C6H10O | HW | HW-6211 | - | Fixed | SD-D58(TYPE GP)series | ～100%LEL
Cyclohexanone | C6H10O | 108-94-1 | C6H10O | HW | HW-6211/NC-6211 | - | Fixed | GD-A80series | ～100%LEL/～11000ppm
Cyclohexanone | C6H10O | 108-94-1 | C6H10O | HW | HW-6211/NC-6211 | - | Fixed | GD-D58(TYPE GP)series | ～100%LEL/～11000ppm
Cyclohexanone | C6H10O | 108-94-1 | C6H10O | HW | HW-6211/NC-6211 | - | Fixed | GD-D58(TYPE NC)series | ～100%LEL/～11000ppm
Cyclohexanone | C6H10O | 108-94-1 | C6H10O | HW | HW-6211/NC-6211 | - | Fixed | SD-1(TYPE NC)series | ～100%LEL/～11000ppm
Cyclohexanone | C6H10O | 108-94-1 | C6H10O | HW | HW-6211/NC-6211 | - | Fixed | SD-D58(TYPE NC)series | ～100%LEL/～11000ppm
Cyclohexanone | C6H10O | 108-94-1 | C6H10O | HW | HW-6206 | - | Fixed | SD-2500 | 0～100%LEL | Upper limit of operating temperature of instrument: SD-2500=160℃/SD-2600=200℃/SD-2700：250℃
Cyclohexanone | C6H10O | 108-94-1 | C6H10O | HW | HW-6206 | - | Fixed | SD-2600 | 0～100%LEL | Upper limit of operating temperature of instrument: SD-2500=160℃/SD-2600=200℃/SD-2700：250℃
Cyclohexanone | C6H10O | 108-94-1 | C6H10O | HW | HW-6206 | - | Fixed | SD-2700 | 0～100%LEL | Upper limit of operating temperature of instrument: SD-2500=160℃/SD-2600=200℃/SD-2700：250℃
Cyclohexanone | C6H10O | 108-94-1 | C6H10O | HW | HW-6207 | - | Fixed | GD-A2400 | 0～100%LEL | Upper limit of operating temperature of instrument: GD-A2400=160℃
Cyclohexanone | C6H10O | 108-94-1 | C6H10O | HW | HW-6208 | - | Fixed | SD-2500 | 0～100%LEL | HW-6206 temperature sorted sensor, Upper limit of operating temperature of instrument: SD-2500=160℃/SD-2600=200℃/SD-2700：250℃
Cyclohexanone | C6H10O | 108-94-1 | C6H10O | HW | HW-6208 | - | Fixed | SD-2600 | 0～100%LEL | HW-6206 temperature sorted sensor, Upper limit of operating temperature of instrument: SD-2500=160℃/SD-2600=200℃/SD-2700：250℃
Cyclohexanone | C6H10O | 108-94-1 | C6H10O | HW | HW-6208 | - | Fixed | SD-2700 | 0～100%LEL | HW-6206 temperature sorted sensor, Upper limit of operating temperature of instrument: SD-2500=160℃/SD-2600=200℃/SD-2700：250℃
Cyclohexanone | C6H10O | 108-94-1 | C6H10O | HW | HW-6212 | - | Fixed | GD-A80-70series | 0～100%LEL
Cyclohexanone | C6H10O | 108-94-1 | C6H10O | SG | SG-8521 | - | Fixed | GD-A80Vseries | 0～50ppm/0～100ppm/0～200ppm/0～250ppm/0～300ppm/0～500ppm/0～1000ppm
Cyclohexanone | C6H10O | 108-94-1 | C6H10O | SG | SG-8521 | - | Fixed | GD-D58・GHseries | 0～50ppm/0～100ppm/0～200ppm/0～250ppm/0～300ppm/0～500ppm/0～1000ppm
Cyclohexanone | C6H10O | 108-94-1 | C6H10O | SG | SG-8521 | - | Fixed | SD-1GHseries | 0～50ppm/0～100ppm/0～200ppm/0～250ppm/0～300ppm/0～500ppm/0～1000ppm
Cyclohexanone | C6H10O | 108-94-1 | C6H10O | SG | SG-8521 | - | Fixed | SD-D58・GHseries | 0～50ppm/0～100ppm/0～200ppm/0～250ppm/0～300ppm/0～500ppm/0～1000ppm
Cyclohexene | C6H10 | 110-83-8 | C6H10 | HW | HW-6211 | - | Fixed | SD-1(TYPE GP)series | ～100%LEL
Cyclohexene | C6H10 | 110-83-8 | C6H10 | HW | HW-6211 | - | Fixed | SD-D58(TYPE GP)series | ～100%LEL
Cyclohexene | C6H10 | 110-83-8 | C6H10 | HW | HW-6211/NC-6211 | - | Fixed | GD-A80series | ～100%LEL/～12000ppm
Cyclohexene | C6H10 | 110-83-8 | C6H10 | HW | HW-6211/NC-6211 | - | Fixed | GD-D58(TYPE GP)series | ～100%LEL/～12000ppm
Cyclohexene | C6H10 | 110-83-8 | C6H10 | HW | HW-6211/NC-6211 | - | Fixed | GD-D58(TYPE NC)series | ～100%LEL/～12000ppm
Cyclohexene | C6H10 | 110-83-8 | C6H10 | HW | HW-6211/NC-6211 | - | Fixed | SD-1(TYPE NC)series | ～100%LEL/～12000ppm
Cyclohexene | C6H10 | 110-83-8 | C6H10 | HW | HW-6211/NC-6211 | - | Fixed | SD-D58(TYPE NC)series | ～100%LEL/～12000ppm
Cyclohexene | C6H10 | 110-83-8 | C6H10 | SG | SG-8521 | - | Fixed | GD-A80Vseries | 0～50ppm/0～100ppm/0～200ppm/0～300ppm/0～500ppm/0～1000ppm/0～2000ppm/0～3000ppm
Cyclohexene | C6H10 | 110-83-8 | C6H10 | SG | SG-8521 | - | Fixed | GD-D58・GHseries | 0～50ppm/0～100ppm/0～200ppm/0～300ppm/0～500ppm/0～1000ppm/0～2000ppm/0～3000ppm
Cyclohexene | C6H10 | 110-83-8 | C6H10 | SG | SG-8521 | - | Fixed | SD-1GHseries | 0～50ppm/0～100ppm/0～200ppm/0～300ppm/0～500ppm/0～1000ppm/0～2000ppm/0～3000ppm
Cyclohexene | C6H10 | 110-83-8 | C6H10 | SG | SG-8521 | - | Fixed | SD-D58・GHseries | 0～50ppm/0～100ppm/0～200ppm/0～300ppm/0～500ppm/0～1000ppm/0～2000ppm/0～3000ppm
Cyclopentane | C5H10 | 287-92-3 | C5H10 | RI | DE-2113-55 | - | Fixed | RI-557 | 0～2000ppm
Cyclopentane | C5H10 | 287-92-3 | C5H10 | RI | DE-3315-2 | - | Fixed | SD-1RIseries | 0～100%LEL
Cyclopentane | C5H10 | 287-92-3 | C5H10 | RI | DE-3315-2 | - | Fixed | SD-1RIseries | 0～5000ppm
Cyclopentane | C5H10 | 287-92-3 | C5H10 | HW | HW-6211 | - | Fixed | SD-1(TYPE GP)series | ～100%LEL
Cyclopentane | C5H10 | 287-92-3 | C5H10 | HW | HW-6211 | - | Fixed | SD-D58(TYPE GP)series | ～100%LEL
Cyclopentane | C5H10 | 287-92-3 | C5H10 | HW | HW-6211/NC-6211 | - | Fixed | GD-A80series | ～100%LEL/～14000ppm
Cyclopentane | C5H10 | 287-92-3 | C5H10 | HW | HW-6211/NC-6211 | - | Fixed | GD-D58(TYPE GP)series | ～100%LEL/～14000ppm
Cyclopentane | C5H10 | 287-92-3 | C5H10 | HW | HW-6211/NC-6211 | - | Fixed | GD-D58(TYPE NC)series | ～100%LEL/～14000ppm
Cyclopentane | C5H10 | 287-92-3 | C5H10 | HW | HW-6211/NC-6211 | - | Fixed | SD-1(TYPE NC)series | ～100%LEL/～14000ppm
Cyclopentane | C5H10 | 287-92-3 | C5H10 | HW | HW-6211/NC-6211 | - | Fixed | SD-D58(TYPE NC)series | ～100%LEL/～14000ppm
Cyclopentane | C5H10 | 287-92-3 | C5H10 | SG | SG-8521 | - | Fixed | GD-A80Vseries | 0～200ppm/0～300ppm/0～500ppm/0～1000ppm/0～2000ppm/0～3000ppm/0～5000ppm
Cyclopentane | C5H10 | 287-92-3 | C5H10 | SG | SG-8521 | - | Fixed | GD-D58・GHseries | 0～200ppm/0～300ppm/0～500ppm/0～1000ppm/0～2000ppm/0～3000ppm/0～5000ppm
Cyclopentane | C5H10 | 287-92-3 | C5H10 | SG | SG-8521 | - | Fixed | SD-1GHseries | 0～200ppm/0～300ppm/0～500ppm/0～1000ppm/0～2000ppm/0～3000ppm/0～5000ppm
Cyclopentane | C5H10 | 287-92-3 | C5H10 | SG | SG-8521 | - | Fixed | SD-D58・GHseries | 0～200ppm/0～300ppm/0～500ppm/0～1000ppm/0～2000ppm/0～3000ppm/0～5000ppm
Cyclopentane | C5H10 | 287-92-3 | C5H10 | HW | NC-6215 | - | Portable | GP-1000(HC/CH4) | 0～100%LEL
Cyclopentane | C5H10 | 287-92-3 | C5H10 | HW | NC-6307 | - | Portable | NC-1000(HC/CH4) | 0～10000ppm
Cyclopentane | C5H10 | 287-92-3 | C5H10 | SH | SH-8661 | - | Portable | SP-220(TYPE H2) | 0～10000ppm
Cyclopentane | C5H10 | 287-92-3 | C5H10 | IF | IFM-8048 | AIR | Portable | FI-8000 | 0～100%LEL
Cyclopentanone | C5H8O | 120-92-3 | C5H8O | SG | SGU-8521 | - | Fixed | GD-70Dseries | 0～1000ppm
Cyclopentanone | C5H8O | 120-92-3 | C5H8O | SG | SGU-8521 | - | Fixed | TP-70D | 0～1000ppm
Cyclopentanone | C5H8O | 120-92-3 | C5H8O | HW | HW-6211 | - | Fixed | SD-1(TYPE GP)series | ～100%LEL
Cyclopentanone | C5H8O | 120-92-3 | C5H8O | HW | HW-6211 | - | Fixed | SD-D58(TYPE GP)series | ～100%LEL
Cyclopentanone | C5H8O | 120-92-3 | C5H8O | HW | HW-6211/NC-6211 | - | Fixed | GD-A80series | ～100%LEL/～14000ppm
Cyclopentanone | C5H8O | 120-92-3 | C5H8O | HW | HW-6211/NC-6211 | - | Fixed | GD-D58(TYPE GP)series | ～100%LEL/～14000ppm
Cyclopentanone | C5H8O | 120-92-3 | C5H8O | HW | HW-6211/NC-6211 | - | Fixed | GD-D58(TYPE NC)series | ～100%LEL/～14000ppm
Cyclopentanone | C5H8O | 120-92-3 | C5H8O | HW | HW-6211/NC-6211 | - | Fixed | SD-1(TYPE NC)series | ～100%LEL/～14000ppm
Cyclopentanone | C5H8O | 120-92-3 | C5H8O | HW | HW-6211/NC-6211 | - | Fixed | SD-D58(TYPE NC)series | ～100%LEL/～14000ppm
Cyclopentanone | C5H8O | 120-92-3 | C5H8O | HW | HW-6206 | - | Fixed | SD-2500 | 0～100%LEL | Upper limit of operating temperature of instrument: SD-2500=160℃/SD-2600=200℃/SD-2700：250℃
Cyclopentanone | C5H8O | 120-92-3 | C5H8O | HW | HW-6206 | - | Fixed | SD-2600 | 0～100%LEL | Upper limit of operating temperature of instrument: SD-2500=160℃/SD-2600=200℃/SD-2700：250℃
Cyclopentanone | C5H8O | 120-92-3 | C5H8O | HW | HW-6206 | - | Fixed | SD-2700 | 0～100%LEL | Upper limit of operating temperature of instrument: SD-2500=160℃/SD-2600=200℃/SD-2700：250℃
Cyclopentanone | C5H8O | 120-92-3 | C5H8O | HW | HW-6207 | - | Fixed | GD-A2400 | 0～100%LEL | Upper limit of operating temperature of instrument: GD-A2400=160℃
Cyclopentanone | C5H8O | 120-92-3 | C5H8O | HW | HW-6208 | - | Fixed | SD-2500 | 0～100%LEL | HW-6206 temperature sorted sensor, Upper limit of operating temperature of instrument: SD-2500=160℃/SD-2600=200℃/SD-2700：250℃
Cyclopentanone | C5H8O | 120-92-3 | C5H8O | HW | HW-6208 | - | Fixed | SD-2600 | 0～100%LEL | HW-6206 temperature sorted sensor, Upper limit of operating temperature of instrument: SD-2500=160℃/SD-2600=200℃/SD-2700：250℃
Cyclopentanone | C5H8O | 120-92-3 | C5H8O | HW | HW-6208 | - | Fixed | SD-2700 | 0～100%LEL | HW-6206 temperature sorted sensor, Upper limit of operating temperature of instrument: SD-2500=160℃/SD-2600=200℃/SD-2700：250℃
Cyclopentanone | C5H8O | 120-92-3 | C5H8O | HW | HW-6212 | - | Fixed | GD-A80-70series | 0～100%LEL
Cyclopentanone | C5H8O | 120-92-3 | C5H8O | SG | SG-8521 | - | Fixed | GD-A80Vseries | 0～100ppm/0～200ppm/0～300ppm/0～500ppm/0～1000ppm
Cyclopentanone | C5H8O | 120-92-3 | C5H8O | SG | SG-8521 | - | Fixed | GD-D58・GHseries | 0～100ppm/0～200ppm/0～300ppm/0～500ppm/0～1000ppm
Cyclopentanone | C5H8O | 120-92-3 | C5H8O | SG | SG-8521 | - | Fixed | SD-1GHseries | 0～100ppm/0～200ppm/0～300ppm/0～500ppm/0～1000ppm
Cyclopentanone | C5H8O | 120-92-3 | C5H8O | SG | SG-8521 | - | Fixed | SD-D58・GHseries | 0～100ppm/0～200ppm/0～300ppm/0～500ppm/0～1000ppm
Cyclopentene | c-C5H8 | 142-29-0 | C5H8 | SG | SG-8562 | - | Fixed | GD-A80Vseries | 0～20ppm/0～30ppm/0～50ppm/0～100ppm/0～200ppm/0～300ppm/0～500ppm/0～1000ppm
Cyclopentene | c-C5H8 | 142-29-0 | C5H8 | SG | SG-8562 | - | Fixed | GD-D58・GHseries | 0～20ppm/0～30ppm/0～50ppm/0～100ppm/0～200ppm/0～300ppm/0～500ppm/0～1000ppm
Cyclopentene | c-C5H8 | 142-29-0 | C5H8 | SG | SG-8562 | - | Fixed | SD-1GHseries | 0～20ppm/0～30ppm/0～50ppm/0～100ppm/0～200ppm/0～300ppm/0～500ppm/0～1000ppm
Cyclopentene | c-C5H8 | 142-29-0 | C5H8 | SG | SG-8562 | - | Fixed | SD-D58・GHseries | 0～20ppm/0～30ppm/0～50ppm/0～100ppm/0～200ppm/0～300ppm/0～500ppm/0～1000ppm
Decahydronaphthalene | C10H18 | 91-17-8 | C10H18 | HW | HW-6206 | - | Fixed | SD-2500 | 0～100%LEL | Upper limit of operating temperature of instrument: SD-2500=160℃/SD-2600=200℃/SD-2700：250℃
Decahydronaphthalene | C10H18 | 91-17-8 | C10H18 | HW | HW-6206 | - | Fixed | SD-2600 | 0～100%LEL | Upper limit of operating temperature of instrument: SD-2500=160℃/SD-2600=200℃/SD-2700：250℃
Decahydronaphthalene | C10H18 | 91-17-8 | C10H18 | HW | HW-6206 | - | Fixed | SD-2700 | 0～100%LEL | Upper limit of operating temperature of instrument: SD-2500=160℃/SD-2600=200℃/SD-2700：250℃
Decahydronaphthalene | C10H18 | 91-17-8 | C10H18 | HW | HW-6207 | - | Fixed | GD-A2400 | 0～100%LEL | Upper limit of operating temperature of instrument: GD-A2400=160℃
Decahydronaphthalene | C10H18 | 91-17-8 | C10H18 | HW | HW-6208 | - | Fixed | SD-2500 | 0～100%LEL | HW-6206 temperature sorted sensor, Upper limit of operating temperature of instrument: SD-2500=160℃/SD-2600=200℃/SD-2700：250℃
Decahydronaphthalene | C10H18 | 91-17-8 | C10H18 | HW | HW-6208 | - | Fixed | SD-2600 | 0～100%LEL | HW-6206 temperature sorted sensor, Upper limit of operating temperature of instrument: SD-2500=160℃/SD-2600=200℃/SD-2700：250℃
Decahydronaphthalene | C10H18 | 91-17-8 | C10H18 | HW | HW-6208 | - | Fixed | SD-2700 | 0～100%LEL | HW-6206 temperature sorted sensor, Upper limit of operating temperature of instrument: SD-2500=160℃/SD-2600=200℃/SD-2700：250℃
Decahydronaphthalene | C10H18 | 91-17-8 | C10H18 | HW | HW-6212 | - | Fixed | GD-A80-70series | 0～100%LEL
Decahydronaphthalene | C10H18 | 91-17-8 | C10H18 | SG | SG-8521 | - | Fixed | GD-A80Vseries | 0～100ppm/0～200ppm/0～300ppm/0～500ppm/0～1000ppm
Decahydronaphthalene | C10H18 | 91-17-8 | C10H18 | SG | SG-8521 | - | Fixed | GD-D58・GHseries | 0～100ppm/0～200ppm/0～300ppm/0～500ppm/0～1000ppm
Decahydronaphthalene | C10H18 | 91-17-8 | C10H18 | SG | SG-8521 | - | Fixed | SD-1GHseries | 0～100ppm/0～200ppm/0～300ppm/0～500ppm/0～1000ppm
Decahydronaphthalene | C10H18 | 91-17-8 | C10H18 | SG | SG-8521 | - | Fixed | SD-D58・GHseries | 0～100ppm/0～200ppm/0～300ppm/0～500ppm/0～1000ppm
Desflurane | C3H2F6 | 57041-67-5 | C3H2OF6 | IF | IFM-8024 | O2 | Portable | FI-8000 | 0～20vol%
Desflurane | C3H2F6 | 57041-67-5 | C3H2OF6 | IF | IFM-8024 | AIR | Portable | FI-8000 | 0～20vol%
Desflurane | C3H2F6 | 57041-67-5 | C3H2OF6 | IF | IFM-8024 | O2 | Portable | FI-8000 | 0～20vol%
Deuterium | D2 | 7782-39-0 | - | SG | SGU-8541 | - | Fixed | GD-70Dseries | 0～2000ppm
Deuterium | D2 | 7782-39-0 | - | SG | SGU-8541 | - | Fixed | TP-70D | 0～2000ppm
Deuterium | D2 | 7782-39-0 | - | HW | HW-6211 | - | Fixed | SD-1(TYPE GP)series | ～100%LEL
Deuterium | D2 | 7782-39-0 | - | HW | HW-6211 | - | Fixed | SD-D58(TYPE GP)series | ～100%LEL
Deuterium | D2 | 7782-39-0 | - | HW | HW-6211/NC-6211 | - | Fixed | GD-A80series | ～100%LEL/～50000ppm
Deuterium | D2 | 7782-39-0 | - | HW | HW-6211/NC-6211 | - | Fixed | GD-D58(TYPE GP)series | ～100%LEL/～50000ppm
Deuterium | D2 | 7782-39-0 | - | HW | HW-6211/NC-6211 | - | Fixed | GD-D58(TYPE NC)series | ～100%LEL/～50000ppm
Deuterium | D2 | 7782-39-0 | - | HW | HW-6211/NC-6211 | - | Fixed | SD-1(TYPE NC)series | ～100%LEL/～50000ppm
Deuterium | D2 | 7782-39-0 | - | HW | HW-6211/NC-6211 | - | Fixed | SD-D58(TYPE NC)series | ～100%LEL/～50000ppm
Deuterium | D2 | 7782-39-0 | - | SG | SG-8541 | - | Fixed | GD-A80Vseries | 0～100ppm/0～200ppm/0～300ppm/0～500ppm/0～1000ppm/0～2000ppm
Deuterium | D2 | 7782-39-0 | - | SG | SG-8541 | - | Fixed | GD-D58・GHseries | 0～100ppm/0～200ppm/0～300ppm/0～500ppm/0～1000ppm/0～2000ppm
Deuterium | D2 | 7782-39-0 | - | SG | SG-8541 | - | Fixed | SD-1GHseries | 0～100ppm/0～200ppm/0～300ppm/0～500ppm/0～1000ppm/0～2000ppm
Deuterium | D2 | 7782-39-0 | - | SG | SG-8541 | - | Fixed | SD-D58・GHseries | 0～100ppm/0～200ppm/0～300ppm/0～500ppm/0～1000ppm/0～2000ppm
Deuterium | D2 | 7782-39-0 | - | IF | IFM-8024 | AIR | Portable | FI-8000 | 0～100vol%
Deuterium | D2 | 7782-39-0 | - | IF | IFM-8024 | N2 | Portable | FI-8000 | 0～100vol%
Di(2-ethylhexyl)phthalate | DOP | 117-81-7 | C24H38O4 | HW | HW-6208 | - | Fixed | SD-2500 | 0～100%LEL | HW-6206 temperature sorted sensor, Upper limit of operating temperature of instrument: SD-2500=160℃/SD-2600=200℃/SD-2700：250℃
Di(2-ethylhexyl)phthalate | DOP | 117-81-7 | C24H38O4 | HW | HW-6208 | - | Fixed | SD-2600 | 0～100%LEL | HW-6206 temperature sorted sensor, Upper limit of operating temperature of instrument: SD-2500=160℃/SD-2600=200℃/SD-2700：250℃
Di(2-ethylhexyl)phthalate | DOP | 117-81-7 | C24H38O4 | HW | HW-6208 | - | Fixed | SD-2700 | 0～100%LEL | HW-6206 temperature sorted sensor, Upper limit of operating temperature of instrument: SD-2500=160℃/SD-2600=200℃/SD-2700：250℃
Diborane | B2H6 | 19287-45-7 | B2H6 | ES | ESU-23AY | - | Fixed | GD-70Dseries | 0～0.3ppm
Diborane | B2H6 | 19287-45-7 | B2H6 | ES | ESU-23AY | - | Fixed | TP-70D | 0～0.3ppm
Diborane | B2H6 | 19287-45-7 | B2H6 | ES | ESM-23AYA | - | Fixed | GD-K88Aiseries | 0～0.3ppm
Diborane | B2H6 | 19287-45-7 | B2H6 | ES | ESM-23AYA | - | Fixed | GD-K88Diseries | 0～0.3ppm
Diborane | B2H6 | 19287-45-7 | B2H6 | ES | ESM-23AY-SA | - | Fixed | GD-K88Aiseries | 0～0.3ppm
Diborane | B2H6 | 19287-45-7 | B2H6 | ES | ESM-23AY-SA | - | Fixed | GD-K88Diseries | 0～0.3ppm
Diborane | B2H6 | 19287-45-7 | B2H6 | SH | SH-8662 | - | Portable | SP-220(TYPE SC) | 0～0.1ppm
Diborane | B2H6 | 19287-45-7 | B2H6 | ES | ESM-23AY | - | Portable | SC-8000 | 0～0.3ppm
Diborane | B2H6 | 19287-45-7 | B2H6 | ES | ESM-23AYA | - | Portable | SC-8000 | 0～0.3ppm
Dibromomethane | CH2Br2 | 74-95-3 | CH2Br2 | SG | SG-8511 | - | Fixed | GD-A80Vseries | 0～100ppm/0～200ppm/0～300ppm/0～500ppm/0～1000ppm
Dibromomethane | CH2Br2 | 74-95-3 | CH2Br2 | SG | SG-8511 | - | Fixed | GD-D58・GHseries | 0～100ppm/0～200ppm/0～300ppm/0～500ppm/0～1000ppm
Dibromomethane | CH2Br2 | 74-95-3 | CH2Br2 | SG | SG-8511 | - | Fixed | SD-1GHseries | 0～100ppm/0～200ppm/0～300ppm/0～500ppm/0～1000ppm
Dibromomethane | CH2Br2 | 74-95-3 | CH2Br2 | SG | SG-8511 | - | Fixed | SD-D58・GHseries | 0～100ppm/0～200ppm/0～300ppm/0～500ppm/0～1000ppm
Dibromomethane | CH2Br2 | 74-95-3 | CH2Br2 | SG | SG-8521 | - | Fixed | GD-A80Vseries | 0～2000ppm/0～3000ppm/0～5000ppm
Dibromomethane | CH2Br2 | 74-95-3 | CH2Br2 | SG | SG-8521 | - | Fixed | GD-D58・GHseries | 0～2000ppm/0～3000ppm/0～5000ppm
Dibromomethane | CH2Br2 | 74-95-3 | CH2Br2 | SG | SG-8521 | - | Fixed | SD-1GHseries | 0～2000ppm/0～3000ppm/0～5000ppm
Dibromomethane | CH2Br2 | 74-95-3 | CH2Br2 | SG | SG-8521 | - | Fixed | SD-D58・GHseries | 0～2000ppm/0～3000ppm/0～5000ppm
Dibutyl ether | DBuE | 142-96-1 | C8H18O | HW | HW-6211 | - | Fixed | SD-1(TYPE GP)series | ～100%LEL
Dibutyl ether | DBuE | 142-96-1 | C8H18O | HW | HW-6211 | - | Fixed | SD-D58(TYPE GP)series | ～100%LEL
Dibutyl ether | DBuE | 142-96-1 | C8H18O | HW | HW-6211/NC-6211 | - | Fixed | GD-A80series | ～100%LEL/～15000ppm
Dibutyl ether | DBuE | 142-96-1 | C8H18O | HW | HW-6211/NC-6211 | - | Fixed | GD-D58(TYPE GP)series | ～100%LEL/～15000ppm
Dibutyl ether | DBuE | 142-96-1 | C8H18O | HW | HW-6211/NC-6211 | - | Fixed | GD-D58(TYPE NC)series | ～100%LEL/～15000ppm
Dibutyl ether | DBuE | 142-96-1 | C8H18O | HW | HW-6211/NC-6211 | - | Fixed | SD-1(TYPE NC)series | ～100%LEL/～15000ppm
Dibutyl ether | DBuE | 142-96-1 | C8H18O | HW | HW-6211/NC-6211 | - | Fixed | SD-D58(TYPE NC)series | ～100%LEL/～15000ppm
Dibutyl ether | DBuE | 142-96-1 | C8H18O | HW | HW-6206 | - | Fixed | SD-2500 | 0～100%LEL | Upper limit of operating temperature of instrument: SD-2500=160℃/SD-2600=200℃/SD-2700：250℃
Dibutyl ether | DBuE | 142-96-1 | C8H18O | HW | HW-6206 | - | Fixed | SD-2600 | 0～100%LEL | Upper limit of operating temperature of instrument: SD-2500=160℃/SD-2600=200℃/SD-2700：250℃
Dibutyl ether | DBuE | 142-96-1 | C8H18O | HW | HW-6206 | - | Fixed | SD-2700 | 0～100%LEL | Upper limit of operating temperature of instrument: SD-2500=160℃/SD-2600=200℃/SD-2700：250℃
Dibutyl ether | DBuE | 142-96-1 | C8H18O | HW | HW-6207 | - | Fixed | GD-A2400 | 0～100%LEL | Upper limit of operating temperature of instrument: GD-A2400=160℃
Dibutyl ether | DBuE | 142-96-1 | C8H18O | HW | HW-6208 | - | Fixed | SD-2500 | 0～100%LEL | HW-6206 temperature sorted sensor, Upper limit of operating temperature of instrument: SD-2500=160℃/SD-2600=200℃/SD-2700：250℃
Dibutyl ether | DBuE | 142-96-1 | C8H18O | HW | HW-6208 | - | Fixed | SD-2600 | 0～100%LEL | HW-6206 temperature sorted sensor, Upper limit of operating temperature of instrument: SD-2500=160℃/SD-2600=200℃/SD-2700：250℃
Dibutyl ether | DBuE | 142-96-1 | C8H18O | HW | HW-6208 | - | Fixed | SD-2700 | 0～100%LEL | HW-6206 temperature sorted sensor, Upper limit of operating temperature of instrument: SD-2500=160℃/SD-2600=200℃/SD-2700：250℃
Dibutyl ether | DBuE | 142-96-1 | C8H18O | HW | HW-6212 | - | Fixed | GD-A80-70series | 0～100%LEL
Dibutyl ether | DBuE | 142-96-1 | C8H18O | SG | SG-8511 | - | Fixed | GD-A80Vseries | 0～2000ppm/0～3000ppm/0～5000ppm
Dibutyl ether | DBuE | 142-96-1 | C8H18O | SG | SG-8511 | - | Fixed | GD-D58・GHseries | 0～2000ppm/0～3000ppm/0～5000ppm
Dibutyl ether | DBuE | 142-96-1 | C8H18O | SG | SG-8511 | - | Fixed | SD-1GHseries | 0～2000ppm/0～3000ppm/0～5000ppm
Dibutyl ether | DBuE | 142-96-1 | C8H18O | SG | SG-8511 | - | Fixed | SD-D58・GHseries | 0～2000ppm/0～3000ppm/0～5000ppm
Dibutyl ether | DBuE | 142-96-1 | C8H18O | SG | SG-8521 | - | Fixed | GD-A80Vseries | 0～200ppm/0～300ppm/0～500ppm/0～1000ppm
Dibutyl ether | DBuE | 142-96-1 | C8H18O | SG | SG-8521 | - | Fixed | GD-D58・GHseries | 0～200ppm/0～300ppm/0～500ppm/0～1000ppm
Dibutyl ether | DBuE | 142-96-1 | C8H18O | SG | SG-8521 | - | Fixed | SD-1GHseries | 0～200ppm/0～300ppm/0～500ppm/0～1000ppm
Dibutyl ether | DBuE | 142-96-1 | C8H18O | SG | SG-8521 | - | Fixed | SD-D58・GHseries | 0～200ppm/0～300ppm/0～500ppm/0～1000ppm
Dichlorobenzene | C6H4CL2 | 106-46-7(-p),95-50-1(-o) | C6H4CL2 | SG | SG-8523 | - | Fixed | GD-A80Vseries | 0～200ppm/0～300ppm/0～500ppm/0～1000ppm/0～2000ppm
Dichlorobenzene | C6H4CL2 | 106-46-7(-p),95-50-1(-o) | C6H4CL2 | SG | SG-8523 | - | Fixed | GD-D58・GHseries | 0～200ppm/0～300ppm/0～500ppm/0～1000ppm/0～2000ppm
Dichlorobenzene | C6H4CL2 | 106-46-7(-p),95-50-1(-o) | C6H4CL2 | SG | SG-8523 | - | Fixed | SD-1GHseries | 0～200ppm/0～300ppm/0～500ppm/0～1000ppm/0～2000ppm
Dichlorobenzene | C6H4CL2 | 106-46-7(-p),95-50-1(-o) | C6H4CL2 | SG | SG-8523 | - | Fixed | SD-D58・GHseries | 0～200ppm/0～300ppm/0～500ppm/0～1000ppm/0～2000ppm
Dichlorodifluoromethane | R-12 | 75-71-8 | CF2CL2 | SG | SG-8513 | - | Fixed | GD-A80Vseries | 0～10000ppm
Dichlorodifluoromethane | R-12 | 75-71-8 | CF2CL2 | SG | SG-8513 | - | Fixed | GD-D58・GHseries | 0～10000ppm
Dichlorodifluoromethane | R-12 | 75-71-8 | CF2CL2 | SG | SG-8513 | - | Fixed | SD-1GHseries | 0～10000ppm
Dichlorodifluoromethane | R-12 | 75-71-8 | CF2CL2 | SG | SG-8513 | - | Fixed | SD-D58・GHseries | 0～10000ppm
Dichlorofluoromethane | R-21 | 75-43-4 | CHFCL2 | SG | SG-8513 | - | Fixed | GD-A80Vseries | 0～1000ppm/0～2000ppm/0～3000ppm/0～5000ppm
Dichlorofluoromethane | R-21 | 75-43-4 | CHFCL2 | SG | SG-8513 | - | Fixed | GD-D58・GHseries | 0～1000ppm/0～2000ppm/0～3000ppm/0～5000ppm
Dichlorofluoromethane | R-21 | 75-43-4 | CHFCL2 | SG | SG-8513 | - | Fixed | SD-1GHseries | 0～1000ppm/0～2000ppm/0～3000ppm/0～5000ppm
Dichlorofluoromethane | R-21 | 75-43-4 | CHFCL2 | SG | SG-8513 | - | Fixed | SD-D58・GHseries | 0～1000ppm/0～2000ppm/0～3000ppm/0～5000ppm
Dichloromethane | CH2CL2 | 75-09-2 | CH2CL2 | SG | SGU-8523 | - | Fixed | GD-70Dseries | 0～2000ppm
Dichloromethane | CH2CL2 | 75-09-2 | CH2CL2 | SG | SGU-8523 | - | Fixed | TP-70D | 0～2000ppm
Dichloromethane | CH2CL2 | 75-09-2 | CH2CL2 | RI | DE-3315-1 | - | Fixed | SD-1RIseries | 0～100%LEL
Dichloromethane | CH2CL2 | 75-09-2 | CH2CL2 | SG | SG-8523 | - | Fixed | GD-A80Vseries | 0～500ppm/0～1000ppm/0～2000ppm/0～3000ppm/0～5000ppm
Dichloromethane | CH2CL2 | 75-09-2 | CH2CL2 | SG | SG-8523 | - | Fixed | GD-D58・GHseries | 0～500ppm/0～1000ppm/0～2000ppm/0～3000ppm/0～5000ppm
Dichloromethane | CH2CL2 | 75-09-2 | CH2CL2 | SG | SG-8523 | - | Fixed | SD-1GHseries | 0～500ppm/0～1000ppm/0～2000ppm/0～3000ppm/0～5000ppm
Dichloromethane | CH2CL2 | 75-09-2 | CH2CL2 | SG | SG-8523 | - | Fixed | SD-D58・GHseries | 0～500ppm/0～1000ppm/0～2000ppm/0～3000ppm/0～5000ppm
Dichlorotetrafluoroethane | R-114 | 76-14-2 | C2F4CL2 | RI | DE-2113-35 | - | Fixed | RI-257 | 0～5000ppm
Dichlorotetrafluoroethane | R-114 | 76-14-2 | C2F4CL2 | SG | SG-8513 | - | Fixed | GD-A80Vseries | 0～10000ppm
Dichlorotetrafluoroethane | R-114 | 76-14-2 | C2F4CL2 | SG | SG-8513 | - | Fixed | GD-D58・GHseries | 0～10000ppm
Dichlorotetrafluoroethane | R-114 | 76-14-2 | C2F4CL2 | SG | SG-8513 | - | Fixed | SD-1GHseries | 0～10000ppm
Dichlorotetrafluoroethane | R-114 | 76-14-2 | C2F4CL2 | SG | SG-8513 | - | Fixed | SD-D58・GHseries | 0～10000ppm
Dichlorotoluene | C7H6CL2 | 95-73-8,19398-61-9,118-69-4,32768-54-0 | C7H6CL2 | SG | SG-8511 | - | Fixed | GD-A80Vseries | 0～200ppm/0～300ppm/0～500ppm/0～1000ppm/0～2000ppm
Dichlorotoluene | C7H6CL2 | 95-73-8,19398-61-9,118-69-4,32768-54-0 | C7H6CL2 | SG | SG-8511 | - | Fixed | GD-D58・GHseries | 0～200ppm/0～300ppm/0～500ppm/0～1000ppm/0～2000ppm
Dichlorotoluene | C7H6CL2 | 95-73-8,19398-61-9,118-69-4,32768-54-0 | C7H6CL2 | SG | SG-8511 | - | Fixed | SD-1GHseries | 0～200ppm/0～300ppm/0～500ppm/0～1000ppm/0～2000ppm
Dichlorotoluene | C7H6CL2 | 95-73-8,19398-61-9,118-69-4,32768-54-0 | C7H6CL2 | SG | SG-8511 | - | Fixed | SD-D58・GHseries | 0～200ppm/0～300ppm/0～500ppm/0～1000ppm/0～2000ppm
Dicyclopentadiene | DCPD | 77-73-6 | C10H12 | HW | HW-6211 | - | Fixed | SD-1(TYPE GP)series | ～100%LEL
Dicyclopentadiene | DCPD | 77-73-6 | C10H12 | HW | HW-6211 | - | Fixed | SD-D58(TYPE GP)series | ～100%LEL
Dicyclopentadiene | DCPD | 77-73-6 | C10H12 | HW | HW-6211/NC-6211 | - | Fixed | GD-A80series | ～100%LEL/～10000ppm
Dicyclopentadiene | DCPD | 77-73-6 | C10H12 | HW | HW-6211/NC-6211 | - | Fixed | GD-D58(TYPE GP)series | ～100%LEL/～10000ppm
Dicyclopentadiene | DCPD | 77-73-6 | C10H12 | HW | HW-6211/NC-6211 | - | Fixed | GD-D58(TYPE NC)series | ～100%LEL/～10000ppm
Dicyclopentadiene | DCPD | 77-73-6 | C10H12 | HW | HW-6211/NC-6211 | - | Fixed | SD-1(TYPE NC)series | ～100%LEL/～10000ppm
Dicyclopentadiene | DCPD | 77-73-6 | C10H12 | HW | HW-6211/NC-6211 | - | Fixed | SD-D58(TYPE NC)series | ～100%LEL/～10000ppm
Dicyclopentadiene | DCPD | 77-73-6 | C10H12 | SG | SG-8521 | - | Fixed | GD-A80Vseries | 0～500ppm/0～1000ppm/0～2000ppm
Dicyclopentadiene | DCPD | 77-73-6 | C10H12 | SG | SG-8521 | - | Fixed | GD-D58・GHseries | 0～500ppm/0～1000ppm/0～2000ppm
Dicyclopentadiene | DCPD | 77-73-6 | C10H12 | SG | SG-8521 | - | Fixed | SD-1GHseries | 0～500ppm/0～1000ppm/0～2000ppm
Dicyclopentadiene | DCPD | 77-73-6 | C10H12 | SG | SG-8521 | - | Fixed | SD-D58・GHseries | 0～500ppm/0～1000ppm/0～2000ppm
Diethoxymethylsilane | DEMS | 2031-62-1 | C5H14O2Si | SS | SSU-1925 | - | Fixed | GD-70D+PLUseries | 0‐15ppm | PLU-70 required
Diethoxymethylsilane | DEMS | 2031-62-1 | C5H14O2Si | SS | SSU-1925 | - | Fixed | GD-70DG | 0‐15ppm | PLU-70 required
Diethyl carbonate | C5H10O3 | 105-58-8 | C5H10O3 | HW | HW-6211 | - | Fixed | SD-1(TYPE GP)series | ～100%LEL
Diethyl carbonate | C5H10O3 | 105-58-8 | C5H10O3 | HW | HW-6211 | - | Fixed | SD-D58(TYPE GP)series | ～100%LEL
Diethyl carbonate | C5H10O3 | 105-58-8 | C5H10O3 | HW | HW-6211/NC-6211 | - | Fixed | GD-A80series | ～100%LEL/～14000ppm
Diethyl carbonate | C5H10O3 | 105-58-8 | C5H10O3 | HW | HW-6211/NC-6211 | - | Fixed | GD-D58(TYPE GP)series | ～100%LEL/～14000ppm
Diethyl carbonate | C5H10O3 | 105-58-8 | C5H10O3 | HW | HW-6211/NC-6211 | - | Fixed | GD-D58(TYPE NC)series | ～100%LEL/～14000ppm
Diethyl carbonate | C5H10O3 | 105-58-8 | C5H10O3 | HW | HW-6211/NC-6211 | - | Fixed | SD-1(TYPE NC)series | ～100%LEL/～14000ppm
Diethyl carbonate | C5H10O3 | 105-58-8 | C5H10O3 | HW | HW-6211/NC-6211 | - | Fixed | SD-D58(TYPE NC)series | ～100%LEL/～14000ppm
Diethyl carbonate | C5H10O3 | 105-58-8 | C5H10O3 | SG | SG-8521 | - | Fixed | GD-A80Vseries | 0～100ppm/0～200ppm/0～300ppm/0～500ppm/0～1000ppm/0～2000ppm/0～3000ppm
Diethyl carbonate | C5H10O3 | 105-58-8 | C5H10O3 | SG | SG-8521 | - | Fixed | GD-D58・GHseries | 0～100ppm/0～200ppm/0～300ppm/0～500ppm/0～1000ppm/0～2000ppm/0～3000ppm
Diethyl carbonate | C5H10O3 | 105-58-8 | C5H10O3 | SG | SG-8521 | - | Fixed | SD-1GHseries | 0～100ppm/0～200ppm/0～300ppm/0～500ppm/0～1000ppm/0～2000ppm/0～3000ppm
Diethyl carbonate | C5H10O3 | 105-58-8 | C5H10O3 | SG | SG-8521 | - | Fixed | SD-D58・GHseries | 0～100ppm/0～200ppm/0～300ppm/0～500ppm/0～1000ppm/0～2000ppm/0～3000ppm
Diethyl ketone | DEK | 96-22-0 | C5H10O | HW | HW-6211 | - | Fixed | SD-1(TYPE GP)series | ～100%LEL
Diethyl ketone | DEK | 96-22-0 | C5H10O | HW | HW-6211 | - | Fixed | SD-D58(TYPE GP)series | ～100%LEL
Diethyl ketone | DEK | 96-22-0 | C5H10O | HW | HW-6211/NC-6211 | - | Fixed | GD-A80series | ～100%LEL/～16000ppm
Diethyl ketone | DEK | 96-22-0 | C5H10O | HW | HW-6211/NC-6211 | - | Fixed | GD-D58(TYPE GP)series | ～100%LEL/～16000ppm
Diethyl ketone | DEK | 96-22-0 | C5H10O | HW | HW-6211/NC-6211 | - | Fixed | GD-D58(TYPE NC)series | ～100%LEL/～16000ppm
Diethyl ketone | DEK | 96-22-0 | C5H10O | HW | HW-6211/NC-6211 | - | Fixed | SD-1(TYPE NC)series | ～100%LEL/～16000ppm
Diethyl ketone | DEK | 96-22-0 | C5H10O | HW | HW-6211/NC-6211 | - | Fixed | SD-D58(TYPE NC)series | ～100%LEL/～16000ppm
Diethylamine | DEA | 109-89-7 | C4H11N | ES | ESU-23RV-EX | - | Fixed | GD-70Dseries | 0.2～15ppm | Export limited：unable to measure under 0.2ppm
Diethylamine | DEA | 109-89-7 | C4H11N | ES | ESU-23RV-EX | - | Fixed | TP-70D | 0.2～15ppm | Export limited：unable to measure under 0.2ppm
Diethylamine | DEA | 109-89-7 | C4H11N | ES | ESU-23RVM-EX | - | Fixed | GD-70Dseries | 0.2～15ppm | Export limited：unable to measure under 0.2ppm
Diethylamine | DEA | 109-89-7 | C4H11N | ES | ESU-23RVM-EX | - | Fixed | TP-70D | 0.2～15ppm | Export limited：unable to measure under 0.2ppm
Diethylamine | DEA | 109-89-7 | C4H11N | ES | ESM-23RV | - | Fixed | GD-K88Aiseries | 0～15ppm
Diethylamine | DEA | 109-89-7 | C4H11N | ES | ESM-23RV | - | Fixed | GD-K88Diseries | 0～15ppm
Diethylamine | DEA | 109-89-7 | C4H11N | ES | ESM-23RVM | - | Fixed | GD-K88Aiseries | 0.2～15ppm | Export limited：unable to measure under 0.2ppm
Diethylamine | DEA | 109-89-7 | C4H11N | ES | ESM-23RVM | - | Fixed | GD-K88Diseries | 0.2～15ppm | Export limited：unable to measure under 0.2ppm
Diethylbenzene | C10H14 | 25340-17-4 | C10H14 | SG | SG-8521 | - | Fixed | GD-A80Vseries | 0～30ppm/0～50ppm/0～100ppm/0～200ppm
Diethylbenzene | C10H14 | 25340-17-4 | C10H14 | SG | SG-8521 | - | Fixed | GD-D58・GHseries | 0～30ppm/0～50ppm/0～100ppm/0～200ppm
Diethylbenzene | C10H14 | 25340-17-4 | C10H14 | SG | SG-8521 | - | Fixed | SD-1GHseries | 0～30ppm/0～50ppm/0～100ppm/0～200ppm
Diethylbenzene | C10H14 | 25340-17-4 | C10H14 | SG | SG-8521 | - | Fixed | SD-D58・GHseries | 0～30ppm/0～50ppm/0～100ppm/0～200ppm
Diethylene Glycol | C4H10O3 | 111-46-4 | C4H10O3 | HW | HW-6206 | - | Fixed | SD-2500 | 0～100%LEL | Upper limit of operating temperature of instrument: SD-2500=160℃/SD-2600=200℃/SD-2700：250℃
Diethylene Glycol | C4H10O3 | 111-46-4 | C4H10O3 | HW | HW-6206 | - | Fixed | SD-2600 | 0～100%LEL | Upper limit of operating temperature of instrument: SD-2500=160℃/SD-2600=200℃/SD-2700：250℃
Diethylene Glycol | C4H10O3 | 111-46-4 | C4H10O3 | HW | HW-6206 | - | Fixed | SD-2700 | 0～100%LEL | Upper limit of operating temperature of instrument: SD-2500=160℃/SD-2600=200℃/SD-2700：250℃
Diethylene Glycol | C4H10O3 | 111-46-4 | C4H10O3 | HW | HW-6207 | - | Fixed | GD-A2400 | 0～100%LEL | Upper limit of operating temperature of instrument: GD-A2400=160℃
Diethylene Glycol | C4H10O3 | 111-46-4 | C4H10O3 | HW | HW-6208 | - | Fixed | SD-2500 | 0～100%LEL | HW-6206 temperature sorted sensor, Upper limit of operating temperature of instrument: SD-2500=160℃/SD-2600=200℃/SD-2700：250℃
Diethylene Glycol | C4H10O3 | 111-46-4 | C4H10O3 | HW | HW-6208 | - | Fixed | SD-2600 | 0～100%LEL | HW-6206 temperature sorted sensor, Upper limit of operating temperature of instrument: SD-2500=160℃/SD-2600=200℃/SD-2700：250℃
Diethylene Glycol | C4H10O3 | 111-46-4 | C4H10O3 | HW | HW-6208 | - | Fixed | SD-2700 | 0～100%LEL | HW-6206 temperature sorted sensor, Upper limit of operating temperature of instrument: SD-2500=160℃/SD-2600=200℃/SD-2700：250℃
Diethylene Glycol | C4H10O3 | 111-46-4 | C4H10O3 | HW | HW-6208 | - | Fixed | SD-2500 | 0～100%LEL | HW-6206 temperature sorted sensor, Upper limit of operating temperature of instrument: SD-2500=160℃/SD-2600=200℃/SD-2700：250℃
Diethylene Glycol | C4H10O3 | 111-46-4 | C4H10O3 | HW | HW-6208 | - | Fixed | SD-2600 | 0～100%LEL | HW-6206 temperature sorted sensor, Upper limit of operating temperature of instrument: SD-2500=160℃/SD-2600=200℃/SD-2700：250℃
Diethylene Glycol | C4H10O3 | 111-46-4 | C4H10O3 | HW | HW-6208 | - | Fixed | SD-2700 | 0～100%LEL | HW-6206 temperature sorted sensor, Upper limit of operating temperature of instrument: SD-2500=160℃/SD-2600=200℃/SD-2700：250℃
Diethylene Glycol Dimethyl Ether | C6H14O3 | 111-96-6 | C6H14O3 | HW | HW-6206 | - | Fixed | SD-2500 | 0～100%LEL | Upper limit of operating temperature of instrument: SD-2500=160℃/SD-2600=200℃/SD-2700：250℃
Diethylene Glycol Dimethyl Ether | C6H14O3 | 111-96-6 | C6H14O3 | HW | HW-6206 | - | Fixed | SD-2600 | 0～100%LEL | Upper limit of operating temperature of instrument: SD-2500=160℃/SD-2600=200℃/SD-2700：250℃
Diethylene Glycol Dimethyl Ether | C6H14O3 | 111-96-6 | C6H14O3 | HW | HW-6206 | - | Fixed | SD-2700 | 0～100%LEL | Upper limit of operating temperature of instrument: SD-2500=160℃/SD-2600=200℃/SD-2700：250℃
Diethylene Glycol Dimethyl Ether | C6H14O3 | 111-96-6 | C6H14O3 | HW | HW-6207 | - | Fixed | GD-A2400 | 0～100%LEL | Upper limit of operating temperature of instrument: GD-A2400=160℃
Diethylene Glycol Dimethyl Ether | C6H14O3 | 111-96-6 | C6H14O3 | HW | HW-6208 | - | Fixed | SD-2500 | 0～100%LEL | HW-6206 temperature sorted sensor, Upper limit of operating temperature of instrument: SD-2500=160℃/SD-2600=200℃/SD-2700：250℃
Diethylene Glycol Dimethyl Ether | C6H14O3 | 111-96-6 | C6H14O3 | HW | HW-6208 | - | Fixed | SD-2600 | 0～100%LEL | HW-6206 temperature sorted sensor, Upper limit of operating temperature of instrument: SD-2500=160℃/SD-2600=200℃/SD-2700：250℃
Diethylene Glycol Dimethyl Ether | C6H14O3 | 111-96-6 | C6H14O3 | HW | HW-6208 | - | Fixed | SD-2700 | 0～100%LEL | HW-6206 temperature sorted sensor, Upper limit of operating temperature of instrument: SD-2500=160℃/SD-2600=200℃/SD-2700：250℃
Diethylene Glycol Dimethyl Ether | C6H14O3 | 111-96-6 | C6H14O3 | HW | HW-6212 | - | Fixed | GD-A80-70series | 0～100%LEL
Diethylene Glycol Dimethyl Ether | C6H14O3 | 111-96-6 | C6H14O3 | SG | SG-8521 | - | Fixed | GD-A80Vseries | 0～200ppm/0～300ppm/0～500ppm/0～1000ppm/0～2000ppm
Diethylene Glycol Dimethyl Ether | C6H14O3 | 111-96-6 | C6H14O3 | SG | SG-8521 | - | Fixed | GD-D58・GHseries | 0～200ppm/0～300ppm/0～500ppm/0～1000ppm/0～2000ppm
Diethylene Glycol Dimethyl Ether | C6H14O3 | 111-96-6 | C6H14O3 | SG | SG-8521 | - | Fixed | SD-1GHseries | 0～200ppm/0～300ppm/0～500ppm/0～1000ppm/0～2000ppm
Diethylene Glycol Dimethyl Ether | C6H14O3 | 111-96-6 | C6H14O3 | SG | SG-8521 | - | Fixed | SD-D58・GHseries | 0～200ppm/0～300ppm/0～500ppm/0～1000ppm/0～2000ppm
Diethylene Glycol Ethyl Methyl Ether | C7H16O3 | 1002-67-1 | C7H16O3 | HW | HW-6206 | - | Fixed | SD-2500 | 0～100%LEL | Upper limit of operating temperature of instrument: SD-2500=160℃/SD-2600=200℃/SD-2700：250℃
Diethylene Glycol Ethyl Methyl Ether | C7H16O3 | 1002-67-1 | C7H16O3 | HW | HW-6206 | - | Fixed | SD-2600 | 0～100%LEL | Upper limit of operating temperature of instrument: SD-2500=160℃/SD-2600=200℃/SD-2700：250℃
Diethylene Glycol Ethyl Methyl Ether | C7H16O3 | 1002-67-1 | C7H16O3 | HW | HW-6206 | - | Fixed | SD-2700 | 0～100%LEL | Upper limit of operating temperature of instrument: SD-2500=160℃/SD-2600=200℃/SD-2700：250℃
Diethylene Glycol Ethyl Methyl Ether | C7H16O3 | 1002-67-1 | C7H16O3 | HW | HW-6207 | - | Fixed | GD-A2400 | 0～100%LEL | Upper limit of operating temperature of instrument: GD-A2400=160℃
Diethylene Glycol Ethyl Methyl Ether | C7H16O3 | 1002-67-1 | C7H16O3 | HW | HW-6208 | - | Fixed | SD-2500 | 0～100%LEL | HW-6206 temperature sorted sensor, Upper limit of operating temperature of instrument: SD-2500=160℃/SD-2600=200℃/SD-2700：250℃
Diethylene Glycol Ethyl Methyl Ether | C7H16O3 | 1002-67-1 | C7H16O3 | HW | HW-6208 | - | Fixed | SD-2600 | 0～100%LEL | HW-6206 temperature sorted sensor, Upper limit of operating temperature of instrument: SD-2500=160℃/SD-2600=200℃/SD-2700：250℃
Diethylene Glycol Ethyl Methyl Ether | C7H16O3 | 1002-67-1 | C7H16O3 | HW | HW-6208 | - | Fixed | SD-2700 | 0～100%LEL | HW-6206 temperature sorted sensor, Upper limit of operating temperature of instrument: SD-2500=160℃/SD-2600=200℃/SD-2700：250℃
Diethylene Glycol Ethyl Methyl Ether | C7H16O3 | 1002-67-1 | C7H16O3 | HW | HW-6212 | - | Fixed | GD-A80-70series | 0～100%LEL
Diethylene Glycol Ethyl Methyl Ether | C7H16O3 | 1002-67-1 | C7H16O3 | SG | SG-8521 | - | Fixed | GD-A80Vseries | 0～200ppm/0～300ppm/0～500ppm
Diethylene Glycol Ethyl Methyl Ether | C7H16O3 | 1002-67-1 | C7H16O3 | SG | SG-8521 | - | Fixed | GD-D58・GHseries | 0～200ppm/0～300ppm/0～500ppm
Diethylene Glycol Ethyl Methyl Ether | C7H16O3 | 1002-67-1 | C7H16O3 | SG | SG-8521 | - | Fixed | SD-1GHseries | 0～200ppm/0～300ppm/0～500ppm
Diethylene Glycol Ethyl Methyl Ether | C7H16O3 | 1002-67-1 | C7H16O3 | SG | SG-8521 | - | Fixed | SD-D58・GHseries | 0～200ppm/0～300ppm/0～500ppm
Diethylene Glycol Monoethyl Ether | DEGEE | 111-90-0 | C6H14O3 | HW | HW-6206 | - | Fixed | SD-2500 | 0～100%LEL | Upper limit of operating temperature of instrument: SD-2500=160℃/SD-2600=200℃/SD-2700：250℃
Diethylene Glycol Monoethyl Ether | DEGEE | 111-90-0 | C6H14O3 | HW | HW-6206 | - | Fixed | SD-2600 | 0～100%LEL | Upper limit of operating temperature of instrument: SD-2500=160℃/SD-2600=200℃/SD-2700：250℃
Diethylene Glycol Monoethyl Ether | DEGEE | 111-90-0 | C6H14O3 | HW | HW-6206 | - | Fixed | SD-2700 | 0～100%LEL | Upper limit of operating temperature of instrument: SD-2500=160℃/SD-2600=200℃/SD-2700：250℃
Diethylene Glycol Monoethyl Ether | DEGEE | 111-90-0 | C6H14O3 | HW | HW-6207 | - | Fixed | GD-A2400 | 0～100%LEL | Upper limit of operating temperature of instrument: GD-A2400=160℃
Diethylene Glycol Monoethyl Ether | DEGEE | 111-90-0 | C6H14O3 | HW | HW-6208 | - | Fixed | SD-2500 | 0～100%LEL | HW-6206 temperature sorted sensor, Upper limit of operating temperature of instrument: SD-2500=160℃/SD-2600=200℃/SD-2700：250℃
Diethylene Glycol Monoethyl Ether | DEGEE | 111-90-0 | C6H14O3 | HW | HW-6208 | - | Fixed | SD-2600 | 0～100%LEL | HW-6206 temperature sorted sensor, Upper limit of operating temperature of instrument: SD-2500=160℃/SD-2600=200℃/SD-2700：250℃
Diethylene Glycol Monoethyl Ether | DEGEE | 111-90-0 | C6H14O3 | HW | HW-6208 | - | Fixed | SD-2700 | 0～100%LEL | HW-6206 temperature sorted sensor, Upper limit of operating temperature of instrument: SD-2500=160℃/SD-2600=200℃/SD-2700：250℃
Diethylene Glycol Monoethyl Ether | DEGEE | 111-90-0 | C6H14O3 | HW | HW-6212 | - | Fixed | GD-A80-70series | 0～100%LEL
Difluorodibromomethane | CF2Br2 | 75-61-6 | CF2Br2 | SG | SG-8562 | - | Fixed | GD-A80Vseries | 0～500ppm/0～1000ppm/0～2000ppm/0～3000ppm/0～5000ppm
Difluorodibromomethane | CF2Br2 | 75-61-6 | CF2Br2 | SG | SG-8562 | - | Fixed | GD-D58・GHseries | 0～500ppm/0～1000ppm/0～2000ppm/0～3000ppm/0～5000ppm
Difluorodibromomethane | CF2Br2 | 75-61-6 | CF2Br2 | SG | SG-8562 | - | Fixed | SD-1GHseries | 0～500ppm/0～1000ppm/0～2000ppm/0～3000ppm/0～5000ppm
Difluorodibromomethane | CF2Br2 | 75-61-6 | CF2Br2 | SG | SG-8562 | - | Fixed | SD-D58・GHseries | 0～500ppm/0～1000ppm/0～2000ppm/0～3000ppm/0～5000ppm
Difluoromethane | R-32 | 75-10-5 | CH2F2 | ES | ESU-K233 | - | Fixed | GD-70Dseries | 0～60ppm | PLU-70 required/Response(T62.5)150sec，10～30℃
Difluoromethane | R-32 | 75-10-5 | CH2F2 | ES | ESU-K233 | - | Fixed | TP-70D | 0～60ppm | PLU-70 required/Response(T62.5)150sec，10～30℃
Difluoromethane | R-32 | 75-10-5 | CH2F2 | SG | SGU-8521 | - | Fixed | GD-70Dseries | 0～2000ppm
Difluoromethane | R-32 | 75-10-5 | CH2F2 | SG | SGU-8521 | - | Fixed | TP-70D | 0～2000ppm
Difluoromethane | R-32 | 75-10-5 | CH2F2 | SG | SGU-8521 | - | Fixed | GD-70Dseries | 0～5000ppm
Difluoromethane | R-32 | 75-10-5 | CH2F2 | SG | SGU-8521 | - | Fixed | TP-70D | 0～5000ppm
Difluoromethane | R-32 | 75-10-5 | CH2F2 | SG | SGU-8521 | - | Fixed | GD-70Dseries | 0～9000ppm
Difluoromethane | R-32 | 75-10-5 | CH2F2 | SG | SGU-8521 | - | Fixed | TP-70D | 0～9000ppm
Difluoromethane | R-32 | 75-10-5 | CH2F2 | SG | SGU-8582 | - | Fixed | GD-70Dseries | 0～2000ppm
Difluoromethane | R-32 | 75-10-5 | CH2F2 | SG | SGU-8582 | - | Fixed | TP-70D | 0～2000ppm
Difluoromethane | R-32 | 75-10-5 | CH2F2 | SG | SGU-8582 | - | Fixed | GD-70Dseries | 0～10000ppm
Difluoromethane | R-32 | 75-10-5 | CH2F2 | SG | SGU-8582 | - | Fixed | TP-70D | 0～10000ppm
Difluoromethane | R-32 | 75-10-5 | CH2F2 | RI | DE-2113-35 | - | Fixed | RI-257 | 0～10000ppm
Difluoromethane | R-32 | 75-10-5 | CH2F2 | SG | SG-8521 | - | Fixed | GD-A80Vseries | 0～500ppm/0～1000ppm/0～2000ppm/0～3000ppm/0～5000ppm/0～9000ppm/0～10000ppm
Difluoromethane | R-32 | 75-10-5 | CH2F2 | SG | SG-8521 | - | Fixed | GD-D58・GHseries | 0～500ppm/0～1000ppm/0～2000ppm/0～3000ppm/0～5000ppm/0～9000ppm/0～10000ppm
Difluoromethane | R-32 | 75-10-5 | CH2F2 | SG | SG-8521 | - | Fixed | SD-1GHseries | 0～500ppm/0～1000ppm/0～2000ppm/0～3000ppm/0～5000ppm/0～9000ppm/0～10000ppm
Difluoromethane | R-32 | 75-10-5 | CH2F2 | SG | SG-8521 | - | Fixed | SD-D58・GHseries | 0～500ppm/0～1000ppm/0～2000ppm/0～3000ppm/0～5000ppm/0～9000ppm/0～10000ppm
Difluoromethane | R-32 | 75-10-5 | CH2F2 | SG | SG-8582 | - | Fixed | GD-A80Vseries | 0～300ppm/0～500ppm/0～1000ppm/0～2000ppm/0～3000ppm/0～5000ppm/0～10000ppm
Difluoromethane | R-32 | 75-10-5 | CH2F2 | SG | SG-8582 | - | Fixed | GD-D58・GHseries | 0～300ppm/0～500ppm/0～1000ppm/0～2000ppm/0～3000ppm/0～5000ppm/0～10000ppm
Difluoromethane | R-32 | 75-10-5 | CH2F2 | SG | SG-8582 | - | Fixed | SD-1GHseries | 0～300ppm/0～500ppm/0～1000ppm/0～2000ppm/0～3000ppm/0～5000ppm/0～10000ppm
Difluoromethane | R-32 | 75-10-5 | CH2F2 | SG | SG-8582 | - | Fixed | SD-D58・GHseries | 0～300ppm/0～500ppm/0～1000ppm/0～2000ppm/0～3000ppm/0～5000ppm/0～10000ppm
Difluoromethane | R-32 | 75-10-5 | CH2F2 | SH | SH-8662 | - | Portable | SP-220(TYPE SC) | 0～50ppm
Difluoromethane | R-32 | 75-10-5 | CH2F2 | SH | SH-8661 | - | Portable | SP-220(TYPE F) | 0～10000ppm
Difluoromethane | R-32 | 75-10-5 | CH2F2 | IF | IFM-8048 | AIR | Portable | FI-8000 | 0～50vol%
Difluoromethane | R-32 | 75-10-5 | CH2F2 | IF | IFM-8024 | N2 | Portable | FI-8000 | 0～100vol%
Diisobutyl ketone | C9H18O | 108-83-8 | C9H18O | HW | HW-6206 | - | Fixed | SD-2500 | 0～100%LEL | Upper limit of operating temperature of instrument: SD-2500=160℃/SD-2600=200℃/SD-2700：250℃
Diisobutyl ketone | C9H18O | 108-83-8 | C9H18O | HW | HW-6206 | - | Fixed | SD-2600 | 0～100%LEL | Upper limit of operating temperature of instrument: SD-2500=160℃/SD-2600=200℃/SD-2700：250℃
Diisobutyl ketone | C9H18O | 108-83-8 | C9H18O | HW | HW-6206 | - | Fixed | SD-2700 | 0～100%LEL | Upper limit of operating temperature of instrument: SD-2500=160℃/SD-2600=200℃/SD-2700：250℃
Diisobutyl ketone | C9H18O | 108-83-8 | C9H18O | HW | HW-6207 | - | Fixed | GD-A2400 | 0～100%LEL | Upper limit of operating temperature of instrument: GD-A2400=160℃
Diisobutyl ketone | C9H18O | 108-83-8 | C9H18O | HW | HW-6208 | - | Fixed | SD-2500 | 0～100%LEL | HW-6206 temperature sorted sensor, Upper limit of operating temperature of instrument: SD-2500=160℃/SD-2600=200℃/SD-2700：250℃
Diisobutyl ketone | C9H18O | 108-83-8 | C9H18O | HW | HW-6208 | - | Fixed | SD-2600 | 0～100%LEL | HW-6206 temperature sorted sensor, Upper limit of operating temperature of instrument: SD-2500=160℃/SD-2600=200℃/SD-2700：250℃
Diisobutyl ketone | C9H18O | 108-83-8 | C9H18O | HW | HW-6208 | - | Fixed | SD-2700 | 0～100%LEL | HW-6206 temperature sorted sensor, Upper limit of operating temperature of instrument: SD-2500=160℃/SD-2600=200℃/SD-2700：250℃
Diisobutyl ketone | C9H18O | 108-83-8 | C9H18O | HW | HW-6212 | - | Fixed | GD-A80-70series | 0～100%LEL
Dimethoxydimethylsilane | DMDMOS | 1112-39-6 | C4H12O2Si | SS | SSU-1925 | - | Fixed | GD-70D+PLUseries | 0‐15ppm | PLU-70 required
Dimethoxydimethylsilane | DMDMOS | 1112-39-6 | C4H12O2Si | SS | SSU-1925 | - | Fixed | GD-70DG | 0‐15ppm | PLU-70 required
Dimethyl carbonate | C3H6O3 | 616-38-6 | C3H6O3 | RI | DE-3315-2 | - | Fixed | SD-1RIseries | 0～100%LEL
Dimethyl carbonate | C3H6O3 | 616-38-6 | C3H6O3 | HW | HW-6211 | - | Fixed | SD-1(TYPE GP)series | ～100%LEL
Dimethyl carbonate | C3H6O3 | 616-38-6 | C3H6O3 | HW | HW-6211 | - | Fixed | SD-D58(TYPE GP)series | ～100%LEL
Dimethyl carbonate | C3H6O3 | 616-38-6 | C3H6O3 | HW | HW-6211/NC-6211 | - | Fixed | GD-A80series | ～100%LEL/～42000ppm
Dimethyl carbonate | C3H6O3 | 616-38-6 | C3H6O3 | HW | HW-6211/NC-6211 | - | Fixed | GD-D58(TYPE GP)series | ～100%LEL/～42000ppm
Dimethyl carbonate | C3H6O3 | 616-38-6 | C3H6O3 | HW | HW-6211/NC-6211 | - | Fixed | GD-D58(TYPE NC)series | ～100%LEL/～42000ppm
Dimethyl carbonate | C3H6O3 | 616-38-6 | C3H6O3 | HW | HW-6211/NC-6211 | - | Fixed | SD-1(TYPE NC)series | ～100%LEL/～42000ppm
Dimethyl carbonate | C3H6O3 | 616-38-6 | C3H6O3 | HW | HW-6211/NC-6211 | - | Fixed | SD-D58(TYPE NC)series | ～100%LEL/～42000ppm
Dimethyl carbonate | C3H6O3 | 616-38-6 | C3H6O3 | HW | HW-6206 | - | Fixed | SD-2500 | 0～100%LEL | Upper limit of operating temperature of instrument: SD-2500=160℃/SD-2600=200℃/SD-2700：250℃
Dimethyl carbonate | C3H6O3 | 616-38-6 | C3H6O3 | HW | HW-6206 | - | Fixed | SD-2600 | 0～100%LEL | Upper limit of operating temperature of instrument: SD-2500=160℃/SD-2600=200℃/SD-2700：250℃
Dimethyl carbonate | C3H6O3 | 616-38-6 | C3H6O3 | HW | HW-6206 | - | Fixed | SD-2700 | 0～100%LEL | Upper limit of operating temperature of instrument: SD-2500=160℃/SD-2600=200℃/SD-2700：250℃
Dimethyl carbonate | C3H6O3 | 616-38-6 | C3H6O3 | HW | HW-6207 | - | Fixed | GD-A2400 | 0～100%LEL | Upper limit of operating temperature of instrument: GD-A2400=160℃
Dimethyl carbonate | C3H6O3 | 616-38-6 | C3H6O3 | HW | HW-6208 | - | Fixed | SD-2500 | 0～100%LEL | HW-6206 temperature sorted sensor, Upper limit of operating temperature of instrument: SD-2500=160℃/SD-2600=200℃/SD-2700：250℃
Dimethyl carbonate | C3H6O3 | 616-38-6 | C3H6O3 | HW | HW-6208 | - | Fixed | SD-2600 | 0～100%LEL | HW-6206 temperature sorted sensor, Upper limit of operating temperature of instrument: SD-2500=160℃/SD-2600=200℃/SD-2700：250℃
Dimethyl carbonate | C3H6O3 | 616-38-6 | C3H6O3 | HW | HW-6208 | - | Fixed | SD-2700 | 0～100%LEL | HW-6206 temperature sorted sensor, Upper limit of operating temperature of instrument: SD-2500=160℃/SD-2600=200℃/SD-2700：250℃
Dimethyl carbonate | C3H6O3 | 616-38-6 | C3H6O3 | HW | HW-6212 | - | Fixed | GD-A80-70series | 0～100%LEL
Dimethyl carbonate | C3H6O3 | 616-38-6 | C3H6O3 | SG | SG-8521 | - | Fixed | GD-A80Vseries | 0～100ppm/0～200ppm/0～300ppm/0～500ppm/0～1000ppm/0～2000ppm/0～3000ppm/0～5000ppm
Dimethyl carbonate | C3H6O3 | 616-38-6 | C3H6O3 | SG | SG-8521 | - | Fixed | GD-D58・GHseries | 0～100ppm/0～200ppm/0～300ppm/0～500ppm/0～1000ppm/0～2000ppm/0～3000ppm/0～5000ppm
Dimethyl carbonate | C3H6O3 | 616-38-6 | C3H6O3 | SG | SG-8521 | - | Fixed | SD-1GHseries | 0～100ppm/0～200ppm/0～300ppm/0～500ppm/0～1000ppm/0～2000ppm/0～3000ppm/0～5000ppm
Dimethyl carbonate | C3H6O3 | 616-38-6 | C3H6O3 | SG | SG-8521 | - | Fixed | SD-D58・GHseries | 0～100ppm/0～200ppm/0～300ppm/0～500ppm/0～1000ppm/0～2000ppm/0～3000ppm/0～5000ppm
Dimethyl ether | DME | 115-10-6 | C2H6O | HW | HW-6211 | - | Fixed | SD-1(TYPE GP)series | ～100%LEL
Dimethyl ether | DME | 115-10-6 | C2H6O | HW | HW-6211 | - | Fixed | SD-D58(TYPE GP)series | ～100%LEL
Dimethyl ether | DME | 115-10-6 | C2H6O | HW | HW-6211/NC-6211 | - | Fixed | GD-A80series | ～100%LEL/～30000ppm
Dimethyl ether | DME | 115-10-6 | C2H6O | HW | HW-6211/NC-6211 | - | Fixed | GD-D58(TYPE GP)series | ～100%LEL/～30000ppm
Dimethyl ether | DME | 115-10-6 | C2H6O | HW | HW-6211/NC-6211 | - | Fixed | GD-D58(TYPE NC)series | ～100%LEL/～30000ppm
Dimethyl ether | DME | 115-10-6 | C2H6O | HW | HW-6211/NC-6211 | - | Fixed | SD-1(TYPE NC)series | ～100%LEL/～30000ppm
Dimethyl ether | DME | 115-10-6 | C2H6O | HW | HW-6211/NC-6211 | - | Fixed | SD-D58(TYPE NC)series | ～100%LEL/～30000ppm
Dimethyl ether | DME | 115-10-6 | C2H6O | SG | SG-8521 | - | Fixed | GD-A80Vseries | 0～100ppm/0～200ppm/0～300ppm/0～500ppm/0～1000ppm/0～2000ppm/0～3000ppm/0～5000ppm
Dimethyl ether | DME | 115-10-6 | C2H6O | SG | SG-8521 | - | Fixed | GD-D58・GHseries | 0～100ppm/0～200ppm/0～300ppm/0～500ppm/0～1000ppm/0～2000ppm/0～3000ppm/0～5000ppm
Dimethyl ether | DME | 115-10-6 | C2H6O | SG | SG-8521 | - | Fixed | SD-1GHseries | 0～100ppm/0～200ppm/0～300ppm/0～500ppm/0～1000ppm/0～2000ppm/0～3000ppm/0～5000ppm
Dimethyl ether | DME | 115-10-6 | C2H6O | SG | SG-8521 | - | Fixed | SD-D58・GHseries | 0～100ppm/0～200ppm/0～300ppm/0～500ppm/0～1000ppm/0～2000ppm/0～3000ppm/0～5000ppm
Dimethyl ether | DME | 115-10-6 | C2H6O | HW | NC-6215 | - | Portable | GP-1000(HC/CH4) | 0～100%LEL
Dimethyl ether | DME | 115-10-6 | C2H6O | HW | NC-6307 | - | Portable | NC-1000(HC/CH4) | 0～10000ppm
Dimethyl ether | DME | 115-10-6 | C2H6O | IF | IFM-8048 | AIR | Portable | FI-8000 | 0～100%LEL
Dimethyl sulfate | C2H6O4S | 77-78-1 | C2H6O4S | SG | SG-8562 | - | Fixed | GD-A80Vseries | 0～200ppm/0～300ppm/0～500ppm
Dimethyl sulfate | C2H6O4S | 77-78-1 | C2H6O4S | SG | SG-8562 | - | Fixed | GD-D58・GHseries | 0～200ppm/0～300ppm/0～500ppm
Dimethyl sulfate | C2H6O4S | 77-78-1 | C2H6O4S | SG | SG-8562 | - | Fixed | SD-1GHseries | 0～200ppm/0～300ppm/0～500ppm
Dimethyl sulfate | C2H6O4S | 77-78-1 | C2H6O4S | SG | SG-8562 | - | Fixed | SD-D58・GHseries | 0～200ppm/0～300ppm/0～500ppm
Dimethyl sulfoxide | DMSO | 67-68-5 | C2H6OS | SG | SG-8521 | - | Fixed | GD-A80Vseries | 0～300ppm/0～500ppm/0～1000ppm/0～2000ppm
Dimethyl sulfoxide | DMSO | 67-68-5 | C2H6OS | SG | SG-8521 | - | Fixed | GD-D58・GHseries | 0～300ppm/0～500ppm/0～1000ppm/0～2000ppm
Dimethyl sulfoxide | DMSO | 67-68-5 | C2H6OS | SG | SG-8521 | - | Fixed | SD-1GHseries | 0～300ppm/0～500ppm/0～1000ppm/0～2000ppm
Dimethyl sulfoxide | DMSO | 67-68-5 | C2H6OS | SG | SG-8521 | - | Fixed | SD-D58・GHseries | 0～300ppm/0～500ppm/0～1000ppm/0～2000ppm
Dimethylamine | DMA | 124-40-3 | C2H7N | ES | ESU-23RV-EX | - | Fixed | GD-70Dseries | 0.9～15ppm | Export limited：unable to measure under 6%FS
Dimethylamine | DMA | 124-40-3 | C2H7N | ES | ESU-23RV-EX | - | Fixed | TP-70D | 0.9～15ppm | Export limited：unable to measure under 6%FS
Dimethylamine | DMA | 124-40-3 | C2H7N | ES | ESU-23RVM-EX | - | Fixed | GD-70Dseries | 0.9～15ppm | Updated against electrolyte reduction/Export limited：unable to measure under 6%FS
Dimethylamine | DMA | 124-40-3 | C2H7N | ES | ESU-23RVM-EX | - | Fixed | TP-70D | 0.9～15ppm | Updated against electrolyte reduction/Export limited：unable to measure under 6%FS
Dimethylamine | DMA | 124-40-3 | C2H7N | ES | ESM-23RV | - | Fixed | GD-K88Aiseries | 0～15ppm
Dimethylamine | DMA | 124-40-3 | C2H7N | ES | ESM-23RV | - | Fixed | GD-K88Diseries | 0～15ppm
Dimethylamine | DMA | 124-40-3 | C2H7N | ES | ESM-23RVM | - | Fixed | GD-K88Aiseries | 0.9～15ppm | Updated against electrolyte reduction/Export limited：unable to measure under 6%FS
Dimethylamine | DMA | 124-40-3 | C2H7N | ES | ESM-23RVM | - | Fixed | GD-K88Diseries | 0.9～15ppm | Updated against electrolyte reduction/Export limited：unable to measure under 6%FS
Dimethylamine | DMA | 124-40-3 | C2H7N | HW | HW-6211 | - | Fixed | SD-1(TYPE GP)series | ～100%LEL
Dimethylamine | DMA | 124-40-3 | C2H7N | HW | HW-6211 | - | Fixed | SD-D58(TYPE GP)series | ～100%LEL
Dimethylamine | DMA | 124-40-3 | C2H7N | HW | HW-6211/NC-6211 | - | Fixed | GD-A80series | ～100%LEL/～28000ppm
Dimethylamine | DMA | 124-40-3 | C2H7N | HW | HW-6211/NC-6211 | - | Fixed | GD-D58(TYPE GP)series | ～100%LEL/～28000ppm
Dimethylamine | DMA | 124-40-3 | C2H7N | HW | HW-6211/NC-6211 | - | Fixed | GD-D58(TYPE NC)series | ～100%LEL/～28000ppm
Dimethylamine | DMA | 124-40-3 | C2H7N | HW | HW-6211/NC-6211 | - | Fixed | SD-1(TYPE NC)series | ～100%LEL/～28000ppm
Dimethylamine | DMA | 124-40-3 | C2H7N | HW | HW-6211/NC-6211 | - | Fixed | SD-D58(TYPE NC)series | ～100%LEL/～28000ppm
Dimethylamine | DMA | 124-40-3 | C2H7N | SG | SG-8521 | - | Fixed | GD-A80Vseries | 0～30ppm/0～50ppm/0～100ppm/0～200ppm/0～300ppm
Dimethylamine | DMA | 124-40-3 | C2H7N | SG | SG-8521 | - | Fixed | GD-D58・GHseries | 0～30ppm/0～50ppm/0～100ppm/0～200ppm/0～300ppm
Dimethylamine | DMA | 124-40-3 | C2H7N | SG | SG-8521 | - | Fixed | SD-1GHseries | 0～30ppm/0～50ppm/0～100ppm/0～200ppm/0～300ppm
Dimethylamine | DMA | 124-40-3 | C2H7N | SG | SG-8521 | - | Fixed | SD-D58・GHseries | 0～30ppm/0～50ppm/0～100ppm/0～200ppm/0～300ppm
Dimethylamine | DMA | 124-40-3 | C2H7N | SG | SG-8562 | - | Fixed | GD-A80Vseries | 0～30ppm/0～50ppm/0～100ppm/0～200ppm/0～300ppm/0～500ppm | Standard sensor: SG-8521
Dimethylamine | DMA | 124-40-3 | C2H7N | SG | SG-8562 | - | Fixed | GD-D58・GHseries | 0～30ppm/0～50ppm/0～100ppm/0～200ppm/0～300ppm/0～500ppm | Standard sensor: SG-8521
Dimethylamine | DMA | 124-40-3 | C2H7N | SG | SG-8562 | - | Fixed | SD-1GHseries | 0～30ppm/0～50ppm/0～100ppm/0～200ppm/0～300ppm/0～500ppm | Standard sensor: SG-8521
Dimethylamine | DMA | 124-40-3 | C2H7N | SG | SG-8562 | - | Fixed | SD-D58・GHseries | 0～30ppm/0～50ppm/0～100ppm/0～200ppm/0～300ppm/0～500ppm | Standard sensor: SG-8521
Dimethylamine | DMA | 124-40-3 | C2H7N | ES | ESM-23RVM | - | Portable | SC-8000 | 0.2～15ppm
Dimethylaminopropylamine | DMAPA | 109-55-7 | C5H14N2 | HW | HW-6211 | - | Fixed | SD-1(TYPE GP)series | ～100%LEL
Dimethylaminopropylamine | DMAPA | 109-55-7 | C5H14N2 | HW | HW-6211 | - | Fixed | SD-D58(TYPE GP)series | ～100%LEL
Dimethylaminopropylamine | DMAPA | 109-55-7 | C5H14N2 | HW | HW-6211/NC-6211 | - | Fixed | GD-A80series | ～100%LEL/～23000ppm
Dimethylaminopropylamine | DMAPA | 109-55-7 | C5H14N2 | HW | HW-6211/NC-6211 | - | Fixed | GD-D58(TYPE GP)series | ～100%LEL/～23000ppm
Dimethylaminopropylamine | DMAPA | 109-55-7 | C5H14N2 | HW | HW-6211/NC-6211 | - | Fixed | GD-D58(TYPE NC)series | ～100%LEL/～23000ppm
Dimethylaminopropylamine | DMAPA | 109-55-7 | C5H14N2 | HW | HW-6211/NC-6211 | - | Fixed | SD-1(TYPE NC)series | ～100%LEL/～23000ppm
Dimethylaminopropylamine | DMAPA | 109-55-7 | C5H14N2 | HW | HW-6211/NC-6211 | - | Fixed | SD-D58(TYPE NC)series | ～100%LEL/～23000ppm
Dimethylformamide | DMF | 68-12-2 | C3H7NO | SG | SGU-8563 | - | Fixed | GD-70Dseries | 0～50ppm
Dimethylformamide | DMF | 68-12-2 | C3H7NO | SG | SGU-8563 | - | Fixed | TP-70D | 0～50ppm
Dimethylformamide | DMF | 68-12-2 | C3H7NO | HW | NC-6211 | - | Fixed | GD-A80series | ～50%LEL/～9000ppm
Dimethylformamide | DMF | 68-12-2 | C3H7NO | HW | NC-6211 | - | Fixed | GD-D58(TYPE GP)series | ～50%LEL/～9000ppm
Dimethylformamide | DMF | 68-12-2 | C3H7NO | HW | NC-6211 | - | Fixed | GD-D58(TYPE NC)series | ～50%LEL/～9000ppm
Dimethylformamide | DMF | 68-12-2 | C3H7NO | HW | NC-6211 | - | Fixed | SD-1(TYPE NC)series | ～50%LEL/～9000ppm
Dimethylformamide | DMF | 68-12-2 | C3H7NO | HW | NC-6211 | - | Fixed | SD-D58(TYPE NC)series | ～50%LEL/～9000ppm
Dimethylformamide | DMF | 68-12-2 | C3H7NO | HW | HW-6206 | - | Fixed | SD-2500 | 0～100%LEL | Upper limit of operating temperature of instrument: SD-2500=160℃/SD-2600=200℃/SD-2700：250℃
Dimethylformamide | DMF | 68-12-2 | C3H7NO | HW | HW-6206 | - | Fixed | SD-2600 | 0～100%LEL | Upper limit of operating temperature of instrument: SD-2500=160℃/SD-2600=200℃/SD-2700：250℃
Dimethylformamide | DMF | 68-12-2 | C3H7NO | HW | HW-6206 | - | Fixed | SD-2700 | 0～100%LEL | Upper limit of operating temperature of instrument: SD-2500=160℃/SD-2600=200℃/SD-2700：250℃
Dimethylformamide | DMF | 68-12-2 | C3H7NO | HW | HW-6207 | - | Fixed | GD-A2400 | 0～100%LEL | Upper limit of operating temperature of instrument: GD-A2400=160℃
Dimethylformamide | DMF | 68-12-2 | C3H7NO | HW | HW-6208 | - | Fixed | SD-2500 | 0～100%LEL | HW-6206 temperature sorted sensor, Upper limit of operating temperature of instrument: SD-2500=160℃/SD-2600=200℃/SD-2700：250℃
Dimethylformamide | DMF | 68-12-2 | C3H7NO | HW | HW-6208 | - | Fixed | SD-2600 | 0～100%LEL | HW-6206 temperature sorted sensor, Upper limit of operating temperature of instrument: SD-2500=160℃/SD-2600=200℃/SD-2700：250℃
Dimethylformamide | DMF | 68-12-2 | C3H7NO | HW | HW-6208 | - | Fixed | SD-2700 | 0～100%LEL | HW-6206 temperature sorted sensor, Upper limit of operating temperature of instrument: SD-2500=160℃/SD-2600=200℃/SD-2700：250℃
Dimethylformamide | DMF | 68-12-2 | C3H7NO | HW | HW-6212 | - | Fixed | GD-A80-70series | 0～100%LEL
Dimethylformamide | DMF | 68-12-2 | C3H7NO | SG | SG-8521 | - | Fixed | GD-A80Vseries | 0～50ppm/0～100ppm/0～200ppm/0～300ppm/0～500ppm/0～1000ppm/0～2000ppm | Standard sensor: SG-8563
Dimethylformamide | DMF | 68-12-2 | C3H7NO | SG | SG-8521 | - | Fixed | GD-D58・GHseries | 0～50ppm/0～100ppm/0～200ppm/0～300ppm/0～500ppm/0～1000ppm/0～2000ppm | Standard sensor: SG-8563
Dimethylformamide | DMF | 68-12-2 | C3H7NO | SG | SG-8521 | - | Fixed | SD-1GHseries | 0～50ppm/0～100ppm/0～200ppm/0～300ppm/0～500ppm/0～1000ppm/0～2000ppm | Standard sensor: SG-8563
Dimethylformamide | DMF | 68-12-2 | C3H7NO | SG | SG-8521 | - | Fixed | SD-D58・GHseries | 0～50ppm/0～100ppm/0～200ppm/0～300ppm/0～500ppm/0～1000ppm/0～2000ppm | Standard sensor: SG-8563
Dimethylformamide | DMF | 68-12-2 | C3H7NO | SG | SG-8563 | - | Fixed | GD-A80Vseries | 0～50ppm/0～100ppm/0～200ppm/0～300ppm/0～500ppm/0～1000ppm/0～2000ppm
Dimethylformamide | DMF | 68-12-2 | C3H7NO | SG | SG-8563 | - | Fixed | GD-D58・GHseries | 0～50ppm/0～100ppm/0～200ppm/0～300ppm/0～500ppm/0～1000ppm/0～2000ppm
Dimethylformamide | DMF | 68-12-2 | C3H7NO | SG | SG-8563 | - | Fixed | SD-1GHseries | 0～50ppm/0～100ppm/0～200ppm/0～300ppm/0～500ppm/0～1000ppm/0～2000ppm
Dimethylformamide | DMF | 68-12-2 | C3H7NO | SG | SG-8563 | - | Fixed | SD-D58・GHseries | 0～50ppm/0～100ppm/0～200ppm/0～300ppm/0～500ppm/0～1000ppm/0～2000ppm
Dioxane | C4H8O2 | 123-91-1 | C4H8O2 | HW | HW-6211 | - | Fixed | SD-1(TYPE GP)series | ～100%LEL
Dioxane | C4H8O2 | 123-91-1 | C4H8O2 | HW | HW-6211 | - | Fixed | SD-D58(TYPE GP)series | ～100%LEL
Dioxane | C4H8O2 | 123-91-1 | C4H8O2 | HW | HW-6211/NC-6211 | - | Fixed | GD-A80series | ～100%LEL/～19000ppm
Dioxane | C4H8O2 | 123-91-1 | C4H8O2 | HW | HW-6211/NC-6211 | - | Fixed | GD-D58(TYPE GP)series | ～100%LEL/～19000ppm
Dioxane | C4H8O2 | 123-91-1 | C4H8O2 | HW | HW-6211/NC-6211 | - | Fixed | GD-D58(TYPE NC)series | ～100%LEL/～19000ppm
Dioxane | C4H8O2 | 123-91-1 | C4H8O2 | HW | HW-6211/NC-6211 | - | Fixed | SD-1(TYPE NC)series | ～100%LEL/～19000ppm
Dioxane | C4H8O2 | 123-91-1 | C4H8O2 | HW | HW-6211/NC-6211 | - | Fixed | SD-D58(TYPE NC)series | ～100%LEL/～19000ppm
Dioxane | C4H8O2 | 123-91-1 | C4H8O2 | SG | SG-8511 | - | Fixed | GD-A80Vseries | 0～1000ppm/0～2000ppm/0～3000ppm/0～5000ppm
Dioxane | C4H8O2 | 123-91-1 | C4H8O2 | SG | SG-8511 | - | Fixed | GD-D58・GHseries | 0～1000ppm/0～2000ppm/0～3000ppm/0～5000ppm
Dioxane | C4H8O2 | 123-91-1 | C4H8O2 | SG | SG-8511 | - | Fixed | SD-1GHseries | 0～1000ppm/0～2000ppm/0～3000ppm/0～5000ppm
Dioxane | C4H8O2 | 123-91-1 | C4H8O2 | SG | SG-8511 | - | Fixed | SD-D58・GHseries | 0～1000ppm/0～2000ppm/0～3000ppm/0～5000ppm
Dioxane | C4H8O2 | 123-91-1 | C4H8O2 | SG | SG-8521 | - | Fixed | GD-A80Vseries | 0～50ppm/0～100ppm/0～200ppm/0～300ppm/0～500ppm
Dioxane | C4H8O2 | 123-91-1 | C4H8O2 | SG | SG-8521 | - | Fixed | GD-D58・GHseries | 0～50ppm/0～100ppm/0～200ppm/0～300ppm/0～500ppm
Dioxane | C4H8O2 | 123-91-1 | C4H8O2 | SG | SG-8521 | - | Fixed | SD-1GHseries | 0～50ppm/0～100ppm/0～200ppm/0～300ppm/0～500ppm
Dioxane | C4H8O2 | 123-91-1 | C4H8O2 | SG | SG-8521 | - | Fixed | SD-D58・GHseries | 0～50ppm/0～100ppm/0～200ppm/0～300ppm/0～500ppm
Disilane | Si2H6 | 1590-87-0 | Si2H6 | ES | ESU-23AH | - | Fixed | GD-70Dseries | 0～15ppm
Disilane | Si2H6 | 1590-87-0 | Si2H6 | ES | ESU-23AH | - | Fixed | TP-70D | 0～15ppm
Disilane | Si2H6 | 1590-87-0 | Si2H6 | ES | ESU-23DH | - | Fixed | GD-70Dseries | 0～15ppm
Disilane | Si2H6 | 1590-87-0 | Si2H6 | ES | ESU-23DH | - | Fixed | TP-70D | 0～15ppm
Disilane | Si2H6 | 1590-87-0 | Si2H6 | ES | ESM-23AH | - | Fixed | GD-K88Aiseries | 0～15ppm
Disilane | Si2H6 | 1590-87-0 | Si2H6 | ES | ESM-23AH | - | Fixed | GD-K88Diseries | 0～15ppm
Disilane | Si2H6 | 1590-87-0 | Si2H6 | ES | ESM-23DH | - | Fixed | GD-K88Aiseries | 0～15ppm
Disilane | Si2H6 | 1590-87-0 | Si2H6 | ES | ESM-23DH | - | Fixed | GD-K88Diseries | 0～15ppm
Disilane | Si2H6 | 1590-87-0 | Si2H6 | ES | ESM-23DH | - | Portable | SC-8000 | 0～15ppm
Divinyl benzene | DVB | 1321-74-0 | C10H10 | SG | SG-8521 | - | Fixed | GD-A80Vseries | 0～300ppm/0～500ppm/0～1000ppm
Divinyl benzene | DVB | 1321-74-0 | C10H10 | SG | SG-8521 | - | Fixed | GD-D58・GHseries | 0～300ppm/0～500ppm/0～1000ppm
Divinyl benzene | DVB | 1321-74-0 | C10H10 | SG | SG-8521 | - | Fixed | SD-1GHseries | 0～300ppm/0～500ppm/0～1000ppm
Divinyl benzene | DVB | 1321-74-0 | C10H10 | SG | SG-8521 | - | Fixed | SD-D58・GHseries | 0～300ppm/0～500ppm/0～1000ppm
Dodecane | C12H26 | 112-40-3 | C12H26 | HW | HW-6206 | - | Fixed | SD-2500 | 0～100%LEL | Upper limit of operating temperature of instrument: SD-2500=160℃/SD-2600=200℃/SD-2700：250℃
Dodecane | C12H26 | 112-40-3 | C12H26 | HW | HW-6206 | - | Fixed | SD-2600 | 0～100%LEL | Upper limit of operating temperature of instrument: SD-2500=160℃/SD-2600=200℃/SD-2700：250℃
Dodecane | C12H26 | 112-40-3 | C12H26 | HW | HW-6206 | - | Fixed | SD-2700 | 0～100%LEL | Upper limit of operating temperature of instrument: SD-2500=160℃/SD-2600=200℃/SD-2700：250℃
Dodecane | C12H26 | 112-40-3 | C12H26 | HW | HW-6207 | - | Fixed | GD-A2400 | 0～100%LEL | Upper limit of operating temperature of instrument: GD-A2400=160℃
Dodecane | C12H26 | 112-40-3 | C12H26 | HW | HW-6208 | - | Fixed | SD-2500 | 0～100%LEL | HW-6206 temperature sorted sensor, Upper limit of operating temperature of instrument: SD-2500=160℃/SD-2600=200℃/SD-2700：250℃
Dodecane | C12H26 | 112-40-3 | C12H26 | HW | HW-6208 | - | Fixed | SD-2600 | 0～100%LEL | HW-6206 temperature sorted sensor, Upper limit of operating temperature of instrument: SD-2500=160℃/SD-2600=200℃/SD-2700：250℃
Dodecane | C12H26 | 112-40-3 | C12H26 | HW | HW-6208 | - | Fixed | SD-2700 | 0～100%LEL | HW-6206 temperature sorted sensor, Upper limit of operating temperature of instrument: SD-2500=160℃/SD-2600=200℃/SD-2700：250℃
Dodecane | C12H26 | 112-40-3 | C12H26 | HW | HW-6212 | - | Fixed | GD-A80-70series | 0～100%LEL
Dodecane | C12H26 | 112-40-3 | C12H26 | SG | SG-8521 | - | Fixed | GD-A80Vseries | 0～50ppm/0～100ppm/0～200ppm/0～300ppm
Dodecane | C12H26 | 112-40-3 | C12H26 | SG | SG-8521 | - | Fixed | GD-D58・GHseries | 0～50ppm/0～100ppm/0～200ppm/0～300ppm
Dodecane | C12H26 | 112-40-3 | C12H26 | SG | SG-8521 | - | Fixed | SD-1GHseries | 0～50ppm/0～100ppm/0～200ppm/0～300ppm
Dodecane | C12H26 | 112-40-3 | C12H26 | SG | SG-8521 | - | Fixed | SD-D58・GHseries | 0～50ppm/0～100ppm/0～200ppm/0～300ppm
Enflurane | - | 13838-16-9 | C3H2ClF5O | IF | IFM-8024 | O2 | Portable | FI-8000 | 0～10vol%
Enflurane | - | 13838-16-9 | C3H2ClF5O | IF | IFM-8024 | AIR | Portable | FI-8000 | 0～10vol%
Epichlorohydrin | C3H5OCL | 106-89-8 | C3H5OCL | SG | SG-8523 | - | Fixed | GD-A80Vseries | 0～100ppm/0～200ppm/0～300ppm/0～500ppm/0～1000ppm/0～2000ppm/0～3000ppm
Epichlorohydrin | C3H5OCL | 106-89-8 | C3H5OCL | SG | SG-8523 | - | Fixed | GD-D58・GHseries | 0～100ppm/0～200ppm/0～300ppm/0～500ppm/0～1000ppm/0～2000ppm/0～3000ppm
Epichlorohydrin | C3H5OCL | 106-89-8 | C3H5OCL | SG | SG-8523 | - | Fixed | SD-1GHseries | 0～100ppm/0～200ppm/0～300ppm/0～500ppm/0～1000ppm/0～2000ppm/0～3000ppm
Epichlorohydrin | C3H5OCL | 106-89-8 | C3H5OCL | SG | SG-8523 | - | Fixed | SD-D58・GHseries | 0～100ppm/0～200ppm/0～300ppm/0～500ppm/0～1000ppm/0～2000ppm/0～3000ppm
Ethane | C2H6 | 74-84-0 | C2H6 | SG | SGU-8521 | - | Fixed | GD-70Dseries | 0～2000ppm
Ethane | C2H6 | 74-84-0 | C2H6 | SG | SGU-8521 | - | Fixed | TP-70D | 0～2000ppm
Ethane | C2H6 | 74-84-0 | C2H6 | HW | NCU‐6211 | - | Fixed | GD-70Dseries | 0～100%LEL | Confirm that GD-70D is non-explosion proof
Ethane | C2H6 | 74-84-0 | C2H6 | HW | NCU‐6211 | - | Fixed | TP-70D | 0～100%LEL | Confirm that GD-70D is non-explosion proof
Ethane | C2H6 | 74-84-0 | C2H6 | RI | DE-3315-2 | - | Fixed | SD-1RIseries | 0～100%LEL
Ethane | C2H6 | 74-84-0 | C2H6 | HW | HW-6211 | - | Fixed | SD-1(TYPE GP)series | ～100%LEL
Ethane | C2H6 | 74-84-0 | C2H6 | HW | HW-6211 | - | Fixed | SD-D58(TYPE GP)series | ～100%LEL
Ethane | C2H6 | 74-84-0 | C2H6 | HW | HW-6211/NC-6211 | - | Fixed | GD-A80series | ～100%LEL/～30000ppm
Ethane | C2H6 | 74-84-0 | C2H6 | HW | HW-6211/NC-6211 | - | Fixed | GD-D58(TYPE GP)series | ～100%LEL/～30000ppm
Ethane | C2H6 | 74-84-0 | C2H6 | HW | HW-6211/NC-6211 | - | Fixed | GD-D58(TYPE NC)series | ～100%LEL/～30000ppm
Ethane | C2H6 | 74-84-0 | C2H6 | HW | HW-6211/NC-6211 | - | Fixed | SD-1(TYPE NC)series | ～100%LEL/～30000ppm
Ethane | C2H6 | 74-84-0 | C2H6 | HW | HW-6211/NC-6211 | - | Fixed | SD-D58(TYPE NC)series | ～100%LEL/～30000ppm
Ethane | C2H6 | 74-84-0 | C2H6 | HW | HW-6239 | - | Fixed | GD-A80-70series | 0～100%LEL
Ethane | C2H6 | 74-84-0 | C2H6 | HW | HW-6239 | - | Fixed | SD-1(TYPE GP)series | 0～100%LEL
Ethane | C2H6 | 74-84-0 | C2H6 | HW | HW-6239 | - | Fixed | SD-D58(TYPE GP)series | 0～100%LEL
Ethane | C2H6 | 74-84-0 | C2H6 | HW | HW-6239/NC-6239 | - | Fixed | GD-A80series | 0～100%LEL/0～30000ppm
Ethane | C2H6 | 74-84-0 | C2H6 | HW | HW-6239/NC-6239 | - | Fixed | GD-D58(TYPE GP)series | 0～100%LEL/0～30000ppm
Ethane | C2H6 | 74-84-0 | C2H6 | HW | HW-6239/NC-6239 | - | Fixed | GD-D58(TYPE NC)series | 0～100%LEL/0～30000ppm
Ethane | C2H6 | 74-84-0 | C2H6 | HW | HW-6239/NC-6239 | - | Fixed | SD-1(TYPE NC)series | 0～100%LEL/0～30000ppm
Ethane | C2H6 | 74-84-0 | C2H6 | HW | HW-6239/NC-6239 | - | Fixed | SD-D58(TYPE NC)series | 0～100%LEL/0～30000ppm
Ethane | C2H6 | 74-84-0 | C2H6 | SG | SG-8521 | - | Fixed | GD-A80Vseries | 0～1000ppm/0～2000ppm/0～2500ppm/0～3000ppm/0～5000ppm/0～10000ppm
Ethane | C2H6 | 74-84-0 | C2H6 | SG | SG-8521 | - | Fixed | GD-D58・GHseries | 0～1000ppm/0～2000ppm/0～2500ppm/0～3000ppm/0～5000ppm/0～10000ppm
Ethane | C2H6 | 74-84-0 | C2H6 | SG | SG-8521 | - | Fixed | SD-1GHseries | 0～1000ppm/0～2000ppm/0～2500ppm/0～3000ppm/0～5000ppm/0～10000ppm
Ethane | C2H6 | 74-84-0 | C2H6 | SG | SG-8521 | - | Fixed | SD-D58・GHseries | 0～1000ppm/0～2000ppm/0～2500ppm/0～3000ppm/0～5000ppm/0～10000ppm
Ethane | C2H6 | 74-84-0 | C2H6 | SG | SG-8582 | - | Fixed | GD-A80Vseries | 0～500ppm/0～1000ppm/0～2000ppm
Ethane | C2H6 | 74-84-0 | C2H6 | SG | SG-8582 | - | Fixed | GD-D58・GHseries | 0～500ppm/0～1000ppm/0～2000ppm
Ethane | C2H6 | 74-84-0 | C2H6 | SG | SG-8582 | - | Fixed | SD-1GHseries | 0～500ppm/0～1000ppm/0～2000ppm
Ethane | C2H6 | 74-84-0 | C2H6 | SG | SG-8582 | - | Fixed | SD-D58・GHseries | 0～500ppm/0～1000ppm/0～2000ppm
Ethane | C2H6 | 74-84-0 | C2H6 | HW | NC-6215 | - | Portable | GP-1000(CH4) | 0～100%LEL
Ethane | C2H6 | 74-84-0 | C2H6 | HW | NC-6307 | - | Portable | NC-1000(CH4) | 0～10000ppm
Ethane | C2H6 | 74-84-0 | C2H6 | SH | SH-8661 | - | Portable | SP-220(TYPE H2) | 0～10000ppm
Ethane | C2H6 | 74-84-0 | C2H6 | IF | IFM-8048 | AIR | Portable | FI-8000 | 0～20vol%
Ethanol | C2H5OH | 64-17-5 | C2H6O | SG | SGU-8521 | - | Fixed | GD-70Dseries | 0～2000ppm
Ethanol | C2H5OH | 64-17-5 | C2H6O | SG | SGU-8521 | - | Fixed | TP-70D | 0～2000ppm
Ethanol | C2H5OH | 64-17-5 | C2H6O | HW | NCU‐6211 | - | Fixed | GD-70Dseries | 0～100%LEL | Confirm that GD-70D is non-explosion proof
Ethanol | C2H5OH | 64-17-5 | C2H6O | HW | NCU‐6211 | - | Fixed | TP-70D | 0～100%LEL | Confirm that GD-70D is non-explosion proof
Ethanol | C2H5OH | 64-17-5 | C2H6O | RI | DE-3315-2 | - | Fixed | SD-1RIseries | 0～100%LEL
Ethanol | C2H5OH | 64-17-5 | C2H6O | HW | HW-6211 | - | Fixed | SD-1(TYPE GP)series | ～100%LEL
Ethanol | C2H5OH | 64-17-5 | C2H6O | HW | HW-6211 | - | Fixed | SD-D58(TYPE GP)series | ～100%LEL
Ethanol | C2H5OH | 64-17-5 | C2H6O | HW | HW-6211/NC-6211 | - | Fixed | GD-A80series | ～100%LEL/～330000ppm
Ethanol | C2H5OH | 64-17-5 | C2H6O | HW | HW-6211/NC-6211 | - | Fixed | GD-D58(TYPE GP)series | ～100%LEL/～330000ppm
Ethanol | C2H5OH | 64-17-5 | C2H6O | HW | HW-6211/NC-6211 | - | Fixed | GD-D58(TYPE NC)series | ～100%LEL/～330000ppm
Ethanol | C2H5OH | 64-17-5 | C2H6O | HW | HW-6211/NC-6211 | - | Fixed | SD-1(TYPE NC)series | ～100%LEL/～330000ppm
Ethanol | C2H5OH | 64-17-5 | C2H6O | HW | HW-6211/NC-6211 | - | Fixed | SD-D58(TYPE NC)series | ～100%LEL/～330000ppm
Ethanol | C2H5OH | 64-17-5 | C2H6O | HW | HW-6213/NC-6213 | - | Fixed | GD-A80series | 0～100%LEL/0～33000ppm
Ethanol | C2H5OH | 64-17-5 | C2H6O | HW | HW-6213/NC-6213 | - | Fixed | GD-D58(TYPE GP)series | 0～100%LEL/0～33000ppm
Ethanol | C2H5OH | 64-17-5 | C2H6O | HW | HW-6213/NC-6213 | - | Fixed | GD-D58(TYPE NC)series | 0～100%LEL/0～33000ppm
Ethanol | C2H5OH | 64-17-5 | C2H6O | HW | NC-6250 | - | Fixed | GD-A80series | 0～100%LEL/0～33000ppm
Ethanol | C2H5OH | 64-17-5 | C2H6O | HW | NC-6250 | - | Fixed | GD-D58(TYPE NC)series | 0～100%LEL/0～33000ppm
Ethanol | C2H5OH | 64-17-5 | C2H6O | HW | HW-6206 | - | Fixed | SD-2500 | 0～100%LEL | Upper limit of operating temperature of instrument: SD-2500=160℃/SD-2600=200℃/SD-2700：250℃
Ethanol | C2H5OH | 64-17-5 | C2H6O | HW | HW-6206 | - | Fixed | SD-2600 | 0～100%LEL | Upper limit of operating temperature of instrument: SD-2500=160℃/SD-2600=200℃/SD-2700：250℃
Ethanol | C2H5OH | 64-17-5 | C2H6O | HW | HW-6206 | - | Fixed | SD-2700 | 0～100%LEL | Upper limit of operating temperature of instrument: SD-2500=160℃/SD-2600=200℃/SD-2700：250℃
Ethanol | C2H5OH | 64-17-5 | C2H6O | HW | HW-6207 | - | Fixed | GD-A2400 | 0～100%LEL | Upper limit of operating temperature of instrument: GD-A2400=160℃
Ethanol | C2H5OH | 64-17-5 | C2H6O | HW | HW-6208 | - | Fixed | SD-2500 | 0～100%LEL | HW-6206 temperature sorted sensor, Upper limit of operating temperature of instrument: SD-2500=160℃/SD-2600=200℃/SD-2700：250℃
Ethanol | C2H5OH | 64-17-5 | C2H6O | HW | HW-6208 | - | Fixed | SD-2600 | 0～100%LEL | HW-6206 temperature sorted sensor, Upper limit of operating temperature of instrument: SD-2500=160℃/SD-2600=200℃/SD-2700：250℃
Ethanol | C2H5OH | 64-17-5 | C2H6O | HW | HW-6208 | - | Fixed | SD-2700 | 0～100%LEL | HW-6206 temperature sorted sensor, Upper limit of operating temperature of instrument: SD-2500=160℃/SD-2600=200℃/SD-2700：250℃
Ethanol | C2H5OH | 64-17-5 | C2H6O | HW | HW-6212 | - | Fixed | GD-A80-70series | 0～100%LEL
Ethanol | C2H5OH | 64-17-5 | C2H6O | SG | SG-8521 | - | Fixed | GD-A80Vseries | ★0～30ppm/★0～50ppm/0～100ppm/0～200ppm/0～300ppm/0～500ppm/0～1000ppm/0～2000ppm/◆0～3000ppm | ★Range easily affected by environmental conditions and other, ◆Accuracy near the F.S. concentration range is likely to deteriorate
Ethanol | C2H5OH | 64-17-5 | C2H6O | SG | SG-8521 | - | Fixed | GD-D58・GHseries | ★0～30ppm/★0～50ppm/0～100ppm/0～200ppm/0～300ppm/0～500ppm/0～1000ppm/0～2000ppm/◆0～3000ppm | ★Range easily affected by environmental conditions and other, ◆Accuracy near the F.S. concentration range is likely to deteriorate
Ethanol | C2H5OH | 64-17-5 | C2H6O | SG | SG-8521 | - | Fixed | SD-1GHseries | ★0～30ppm/★0～50ppm/0～100ppm/0～200ppm/0～300ppm/0～500ppm/0～1000ppm/0～2000ppm/◆0～3000ppm | ★Range easily affected by environmental conditions and other, ◆Accuracy near the F.S. concentration range is likely to deteriorate
Ethanol | C2H5OH | 64-17-5 | C2H6O | SG | SG-8521 | - | Fixed | SD-D58・GHseries | ★0～30ppm/★0～50ppm/0～100ppm/0～200ppm/0～300ppm/0～500ppm/0～1000ppm/0～2000ppm/◆0～3000ppm | ★Range easily affected by environmental conditions and other, ◆Accuracy near the F.S. concentration range is likely to deteriorate
Ethanol | C2H5OH | 64-17-5 | C2H6O | SG | SG-8565 | - | Fixed | GD-A80Vseries | 0～200ppm/0～300ppm/0～500ppm/0～1000ppm/0～2000ppm/0～3000ppm/0～4000ppm/0～5000ppm
Ethanol | C2H5OH | 64-17-5 | C2H6O | SG | SG-8565 | - | Fixed | GD-D58・GHseries | 0～200ppm/0～300ppm/0～500ppm/0～1000ppm/0～2000ppm/0～3000ppm/0～4000ppm/0～5000ppm
Ethanol | C2H5OH | 64-17-5 | C2H6O | SG | SG-8565 | - | Fixed | SD-1GHseries | 0～200ppm/0～300ppm/0～500ppm/0～1000ppm/0～2000ppm/0～3000ppm/0～4000ppm/0～5000ppm
Ethanol | C2H5OH | 64-17-5 | C2H6O | SG | SG-8565 | - | Fixed | SD-D58・GHseries | 0～200ppm/0～300ppm/0～500ppm/0～1000ppm/0～2000ppm/0～3000ppm/0～4000ppm/0～5000ppm
Ethanol | C2H5OH | 64-17-5 | C2H6O | HW | NC-6215 | - | Portable | GP-1000(HC/CH4) | 0～100%LEL
Ethanol | C2H5OH | 64-17-5 | C2H6O | HW | NC-6307 | - | Portable | NC-1000(HC/CH4) | 0～10000ppm
Ethanol | C2H5OH | 64-17-5 | C2H6O | SH | SH-8662 | - | Portable | SP-220(TYPE SC) | 0～10ppm
Ethanol | C2H5OH | 64-17-5 | C2H6O | IF | IFM-8048 | AIR | Portable | FI-8000 | 0～100%LEL
Ethanol | C2H5OH | 64-17-5 | C2H6O | IF | IFM-8048 | AIR | Portable | FI-8000 | 0～10vol%
Ethanolamine | C2H7NO | 141-43-5 | C2H7NO | HW | HW-6206 | - | Fixed | SD-2500 | 0～100%LEL | Upper limit of operating temperature of instrument: SD-2500=160℃/SD-2600=200℃/SD-2700：250℃
Ethanolamine | C2H7NO | 141-43-5 | C2H7NO | HW | HW-6206 | - | Fixed | SD-2600 | 0～100%LEL | Upper limit of operating temperature of instrument: SD-2500=160℃/SD-2600=200℃/SD-2700：250℃
Ethanolamine | C2H7NO | 141-43-5 | C2H7NO | HW | HW-6206 | - | Fixed | SD-2700 | 0～100%LEL | Upper limit of operating temperature of instrument: SD-2500=160℃/SD-2600=200℃/SD-2700：250℃
Ethanolamine | C2H7NO | 141-43-5 | C2H7NO | HW | HW-6207 | - | Fixed | GD-A2400 | 0～100%LEL | Upper limit of operating temperature of instrument: GD-A2400=160℃
Ethanolamine | C2H7NO | 141-43-5 | C2H7NO | HW | HW-6208 | - | Fixed | SD-2500 | 0～100%LEL | HW-6206 temperature sorted sensor, Upper limit of operating temperature of instrument: SD-2500=160℃/SD-2600=200℃/SD-2700：250℃
Ethanolamine | C2H7NO | 141-43-5 | C2H7NO | HW | HW-6208 | - | Fixed | SD-2600 | 0～100%LEL | HW-6206 temperature sorted sensor, Upper limit of operating temperature of instrument: SD-2500=160℃/SD-2600=200℃/SD-2700：250℃
Ethanolamine | C2H7NO | 141-43-5 | C2H7NO | HW | HW-6208 | - | Fixed | SD-2700 | 0～100%LEL | HW-6206 temperature sorted sensor, Upper limit of operating temperature of instrument: SD-2500=160℃/SD-2600=200℃/SD-2700：250℃
Ethanolamine | C2H7NO | 141-43-5 | C2H7NO | HW | HW-6212 | - | Fixed | GD-A80-70series | 0～100%LEL
Ethanolamine | C2H7NO | 141-43-5 | C2H7NO | SG | SG-8562 | - | Fixed | GD-A80Vseries | 0～100ppm/0～200ppm
Ethanolamine | C2H7NO | 141-43-5 | C2H7NO | SG | SG-8562 | - | Fixed | GD-D58・GHseries | 0～100ppm/0～200ppm
Ethanolamine | C2H7NO | 141-43-5 | C2H7NO | SG | SG-8562 | - | Fixed | SD-1GHseries | 0～100ppm/0～200ppm
Ethanolamine | C2H7NO | 141-43-5 | C2H7NO | SG | SG-8562 | - | Fixed | SD-D58・GHseries | 0～100ppm/0～200ppm
Ethyl 3-Ethoxypropionate | EtEP | 763-69-9 | C7H14O3 | SG | SG-8521 | - | Fixed | GD-A80Vseries | 0～200ppm/0～300ppm/0～500ppm/0～1000ppm/0～2000ppm
Ethyl 3-Ethoxypropionate | EtEP | 763-69-9 | C7H14O3 | SG | SG-8521 | - | Fixed | GD-D58・GHseries | 0～200ppm/0～300ppm/0～500ppm/0～1000ppm/0～2000ppm
Ethyl 3-Ethoxypropionate | EtEP | 763-69-9 | C7H14O3 | SG | SG-8521 | - | Fixed | SD-1GHseries | 0～200ppm/0～300ppm/0～500ppm/0～1000ppm/0～2000ppm
Ethyl 3-Ethoxypropionate | EtEP | 763-69-9 | C7H14O3 | SG | SG-8521 | - | Fixed | SD-D58・GHseries | 0～200ppm/0～300ppm/0～500ppm/0～1000ppm/0～2000ppm
Ethyl Acetate | EtAc | 141-78-6 | C4H8O2 | SG | SGU-8511 | - | Fixed | GD-70Dseries | 0～2000ppm
Ethyl Acetate | EtAc | 141-78-6 | C4H8O2 | SG | SGU-8511 | - | Fixed | TP-70D | 0～2000ppm
Ethyl Acetate | EtAc | 141-78-6 | C4H8O2 | RI | DE-3315-2 | - | Fixed | SD-1RIseries | 0～100%LEL
Ethyl Acetate | EtAc | 141-78-6 | C4H8O2 | HW | HW-6211 | - | Fixed | SD-1(TYPE GP)series | ～100%LEL
Ethyl Acetate | EtAc | 141-78-6 | C4H8O2 | HW | HW-6211 | - | Fixed | SD-D58(TYPE GP)series | ～100%LEL
Ethyl Acetate | EtAc | 141-78-6 | C4H8O2 | HW | HW-6211/NC-6211 | - | Fixed | GD-A80series | ～100%LEL/～21000ppm
Ethyl Acetate | EtAc | 141-78-6 | C4H8O2 | HW | HW-6211/NC-6211 | - | Fixed | GD-D58(TYPE GP)series | ～100%LEL/～21000ppm
Ethyl Acetate | EtAc | 141-78-6 | C4H8O2 | HW | HW-6211/NC-6211 | - | Fixed | GD-D58(TYPE NC)series | ～100%LEL/～21000ppm
Ethyl Acetate | EtAc | 141-78-6 | C4H8O2 | HW | HW-6211/NC-6211 | - | Fixed | SD-1(TYPE NC)series | ～100%LEL/～21000ppm
Ethyl Acetate | EtAc | 141-78-6 | C4H8O2 | HW | HW-6211/NC-6211 | - | Fixed | SD-D58(TYPE NC)series | ～100%LEL/～21000ppm
Ethyl Acetate | EtAc | 141-78-6 | C4H8O2 | HW | HW-6206 | - | Fixed | SD-2500 | 0～100%LEL | Upper limit of operating temperature of instrument: SD-2500=160℃/SD-2600=200℃/SD-2700：250℃
Ethyl Acetate | EtAc | 141-78-6 | C4H8O2 | HW | HW-6206 | - | Fixed | SD-2600 | 0～100%LEL | Upper limit of operating temperature of instrument: SD-2500=160℃/SD-2600=200℃/SD-2700：250℃
Ethyl Acetate | EtAc | 141-78-6 | C4H8O2 | HW | HW-6206 | - | Fixed | SD-2700 | 0～100%LEL | Upper limit of operating temperature of instrument: SD-2500=160℃/SD-2600=200℃/SD-2700：250℃
Ethyl Acetate | EtAc | 141-78-6 | C4H8O2 | HW | HW-6207 | - | Fixed | GD-A2400 | 0～100%LEL | Upper limit of operating temperature of instrument: GD-A2400=160℃
Ethyl Acetate | EtAc | 141-78-6 | C4H8O2 | HW | HW-6208 | - | Fixed | SD-2500 | 0～100%LEL | HW-6206 temperature sorted sensor, Upper limit of operating temperature of instrument: SD-2500=160℃/SD-2600=200℃/SD-2700：250℃
Ethyl Acetate | EtAc | 141-78-6 | C4H8O2 | HW | HW-6208 | - | Fixed | SD-2600 | 0～100%LEL | HW-6206 temperature sorted sensor, Upper limit of operating temperature of instrument: SD-2500=160℃/SD-2600=200℃/SD-2700：250℃
Ethyl Acetate | EtAc | 141-78-6 | C4H8O2 | HW | HW-6208 | - | Fixed | SD-2700 | 0～100%LEL | HW-6206 temperature sorted sensor, Upper limit of operating temperature of instrument: SD-2500=160℃/SD-2600=200℃/SD-2700：250℃
Ethyl Acetate | EtAc | 141-78-6 | C4H8O2 | HW | HW-6212 | - | Fixed | GD-A80-70series | 0～100%LEL
Ethyl Acetate | EtAc | 141-78-6 | C4H8O2 | SG | SG-8511 | - | Fixed | GD-A80Vseries | 0～2000ppm/0～3000ppm/0～5000ppm
Ethyl Acetate | EtAc | 141-78-6 | C4H8O2 | SG | SG-8511 | - | Fixed | GD-D58・GHseries | 0～2000ppm/0～3000ppm/0～5000ppm
Ethyl Acetate | EtAc | 141-78-6 | C4H8O2 | SG | SG-8511 | - | Fixed | SD-1GHseries | 0～2000ppm/0～3000ppm/0～5000ppm
Ethyl Acetate | EtAc | 141-78-6 | C4H8O2 | SG | SG-8511 | - | Fixed | SD-D58・GHseries | 0～2000ppm/0～3000ppm/0～5000ppm
Ethyl Acetate | EtAc | 141-78-6 | C4H8O2 | SG | SG-8521 | - | Fixed | GD-A80Vseries | 0～100ppm/0～200ppm/0～300ppm/0～500ppm/0～1000ppm
Ethyl Acetate | EtAc | 141-78-6 | C4H8O2 | SG | SG-8521 | - | Fixed | GD-D58・GHseries | 0～100ppm/0～200ppm/0～300ppm/0～500ppm/0～1000ppm
Ethyl Acetate | EtAc | 141-78-6 | C4H8O2 | SG | SG-8521 | - | Fixed | SD-1GHseries | 0～100ppm/0～200ppm/0～300ppm/0～500ppm/0～1000ppm
Ethyl Acetate | EtAc | 141-78-6 | C4H8O2 | SG | SG-8521 | - | Fixed | SD-D58・GHseries | 0～100ppm/0～200ppm/0～300ppm/0～500ppm/0～1000ppm
Ethyl Acetate | EtAc | 141-78-6 | C4H8O2 | HW | NC-6215 | - | Portable | GP-1000(HC/CH4) | 0～100%LEL
Ethyl Acetate | EtAc | 141-78-6 | C4H8O2 | HW | NC-6307 | - | Portable | NC-1000(HC/CH4) | 0～10000ppm
Ethyl Acetate | EtAc | 141-78-6 | C4H8O2 | IF | IFM-8048 | AIR | Portable | FI-8000 | 0～100%LEL
Ethyl acrylate | C5H8O2 | 140-88-5 | C5H8O2 | HW | HW-6211 | - | Fixed | SD-1(TYPE GP)series | ～100%LEL
Ethyl acrylate | C5H8O2 | 140-88-5 | C5H8O2 | HW | HW-6211 | - | Fixed | SD-D58(TYPE GP)series | ～100%LEL
Ethyl acrylate | C5H8O2 | 140-88-5 | C5H8O2 | HW | HW-6211/NC-6211 | - | Fixed | GD-A80series | ～100%LEL/～14000ppm
Ethyl acrylate | C5H8O2 | 140-88-5 | C5H8O2 | HW | HW-6211/NC-6211 | - | Fixed | GD-D58(TYPE GP)series | ～100%LEL/～14000ppm
Ethyl acrylate | C5H8O2 | 140-88-5 | C5H8O2 | HW | HW-6211/NC-6211 | - | Fixed | GD-D58(TYPE NC)series | ～100%LEL/～14000ppm
Ethyl acrylate | C5H8O2 | 140-88-5 | C5H8O2 | HW | HW-6211/NC-6211 | - | Fixed | SD-1(TYPE NC)series | ～100%LEL/～14000ppm
Ethyl acrylate | C5H8O2 | 140-88-5 | C5H8O2 | HW | HW-6211/NC-6211 | - | Fixed | SD-D58(TYPE NC)series | ～100%LEL/～14000ppm
Ethyl acrylate | C5H8O2 | 140-88-5 | C5H8O2 | SG | SG-8521 | - | Fixed | GD-A80Vseries | 0～50ppm/0～100ppm/0～200ppm/0～300ppm/0～500ppm/0～1000ppm
Ethyl acrylate | C5H8O2 | 140-88-5 | C5H8O2 | SG | SG-8521 | - | Fixed | GD-D58・GHseries | 0～50ppm/0～100ppm/0～200ppm/0～300ppm/0～500ppm/0～1000ppm
Ethyl acrylate | C5H8O2 | 140-88-5 | C5H8O2 | SG | SG-8521 | - | Fixed | SD-1GHseries | 0～50ppm/0～100ppm/0～200ppm/0～300ppm/0～500ppm/0～1000ppm
Ethyl acrylate | C5H8O2 | 140-88-5 | C5H8O2 | SG | SG-8521 | - | Fixed | SD-D58・GHseries | 0～50ppm/0～100ppm/0～200ppm/0～300ppm/0～500ppm/0～1000ppm
Ethyl acrylate | C5H8O2 | 140-88-5 | C5H8O2 | HW | NC-6215 | - | Portable | GP-1000(Specified cal.gas) | 0～100%LEL
Ethyl benzene | EtBenz | 100-41-4 | C8H10 | HW | HW-6211 | - | Fixed | SD-1(TYPE GP)series | ～100%LEL
Ethyl benzene | EtBenz | 100-41-4 | C8H10 | HW | HW-6211 | - | Fixed | SD-D58(TYPE GP)series | ～100%LEL
Ethyl benzene | EtBenz | 100-41-4 | C8H10 | HW | HW-6211/NC-6211 | - | Fixed | GD-A80series | ～100%LEL/～10000ppm
Ethyl benzene | EtBenz | 100-41-4 | C8H10 | HW | HW-6211/NC-6211 | - | Fixed | GD-D58(TYPE GP)series | ～100%LEL/～10000ppm
Ethyl benzene | EtBenz | 100-41-4 | C8H10 | HW | HW-6211/NC-6211 | - | Fixed | GD-D58(TYPE NC)series | ～100%LEL/～10000ppm
Ethyl benzene | EtBenz | 100-41-4 | C8H10 | HW | HW-6211/NC-6211 | - | Fixed | SD-1(TYPE NC)series | ～100%LEL/～10000ppm
Ethyl benzene | EtBenz | 100-41-4 | C8H10 | HW | HW-6211/NC-6211 | - | Fixed | SD-D58(TYPE NC)series | ～100%LEL/～10000ppm
Ethyl benzene | EtBenz | 100-41-4 | C8H10 | SG | SG-8521 | - | Fixed | GD-A80Vseries | 0～100ppm/0～200ppm/0～300ppm/0～500ppm/0～1000ppm/0～2000ppm
Ethyl benzene | EtBenz | 100-41-4 | C8H10 | SG | SG-8521 | - | Fixed | GD-D58・GHseries | 0～100ppm/0～200ppm/0～300ppm/0～500ppm/0～1000ppm/0～2000ppm
Ethyl benzene | EtBenz | 100-41-4 | C8H10 | SG | SG-8521 | - | Fixed | SD-1GHseries | 0～100ppm/0～200ppm/0～300ppm/0～500ppm/0～1000ppm/0～2000ppm
Ethyl benzene | EtBenz | 100-41-4 | C8H10 | SG | SG-8521 | - | Fixed | SD-D58・GHseries | 0～100ppm/0～200ppm/0～300ppm/0～500ppm/0～1000ppm/0～2000ppm
Ethyl benzene | EtBenz | 100-41-4 | C8H10 | IF | IFM-8048 | N2 | Portable | FI-8000 | 0～100%LEL
Ethyl chloride | C2H5CL | 75-00-3 | C2H5CL | SG | SG-8523 | - | Fixed | GD-A80Vseries | 0～100ppm/0～200ppm/0～300ppm/0～500ppm/0～1000ppm/0～2000ppm/0～3000ppm
Ethyl chloride | C2H5CL | 75-00-3 | C2H5CL | SG | SG-8523 | - | Fixed | GD-D58・GHseries | 0～100ppm/0～200ppm/0～300ppm/0～500ppm/0～1000ppm/0～2000ppm/0～3000ppm
Ethyl chloride | C2H5CL | 75-00-3 | C2H5CL | SG | SG-8523 | - | Fixed | SD-1GHseries | 0～100ppm/0～200ppm/0～300ppm/0～500ppm/0～1000ppm/0～2000ppm/0～3000ppm
Ethyl chloride | C2H5CL | 75-00-3 | C2H5CL | SG | SG-8523 | - | Fixed | SD-D58・GHseries | 0～100ppm/0～200ppm/0～300ppm/0～500ppm/0～1000ppm/0～2000ppm/0～3000ppm
Ethyl ether | C4H10O | 60-29-7 | C4H10O | HW | HW-6211 | - | Fixed | SD-1(TYPE GP)series | ～100%LEL
Ethyl ether | C4H10O | 60-29-7 | C4H10O | HW | HW-6211 | - | Fixed | SD-D58(TYPE GP)series | ～100%LEL
Ethyl ether | C4H10O | 60-29-7 | C4H10O | HW | HW-6211/NC-6211 | - | Fixed | GD-A80series | ～100%LEL/～17000ppm
Ethyl ether | C4H10O | 60-29-7 | C4H10O | HW | HW-6211/NC-6211 | - | Fixed | GD-D58(TYPE GP)series | ～100%LEL/～17000ppm
Ethyl ether | C4H10O | 60-29-7 | C4H10O | HW | HW-6211/NC-6211 | - | Fixed | GD-D58(TYPE NC)series | ～100%LEL/～17000ppm
Ethyl ether | C4H10O | 60-29-7 | C4H10O | HW | HW-6211/NC-6211 | - | Fixed | SD-1(TYPE NC)series | ～100%LEL/～17000ppm
Ethyl ether | C4H10O | 60-29-7 | C4H10O | HW | HW-6211/NC-6211 | - | Fixed | SD-D58(TYPE NC)series | ～100%LEL/～17000ppm
Ethyl ether | C4H10O | 60-29-7 | C4H10O | SG | SG-8521 | - | Fixed | GD-A80Vseries | 0～100ppm/0～200ppm/0～300ppm/0～500ppm/0～1000ppm/0～2000ppm
Ethyl ether | C4H10O | 60-29-7 | C4H10O | SG | SG-8521 | - | Fixed | GD-D58・GHseries | 0～100ppm/0～200ppm/0～300ppm/0～500ppm/0～1000ppm/0～2000ppm
Ethyl ether | C4H10O | 60-29-7 | C4H10O | SG | SG-8521 | - | Fixed | SD-1GHseries | 0～100ppm/0～200ppm/0～300ppm/0～500ppm/0～1000ppm/0～2000ppm
Ethyl ether | C4H10O | 60-29-7 | C4H10O | SG | SG-8521 | - | Fixed | SD-D58・GHseries | 0～100ppm/0～200ppm/0～300ppm/0～500ppm/0～1000ppm/0～2000ppm
Ethyl ether | C4H10O | 60-29-7 | C4H10O | HW | NC-6215 | - | Portable | GP-1000(Specified cal.gas) | 0～100%LEL
Ethyl lactate | LAE | 97-64-3 | C5H10O3 | SG | SGU-8521 | - | Fixed | GD-70Dseries | 0～5000ppm
Ethyl lactate | LAE | 97-64-3 | C5H10O3 | SG | SGU-8521 | - | Fixed | TP-70D | 0～5000ppm
Ethyl lactate | LAE | 97-64-3 | C5H10O3 | HW | HW-6206 | - | Fixed | SD-2500 | 0～100%LEL | Upper limit of operating temperature of instrument: SD-2500=160℃/SD-2600=200℃/SD-2700：250℃
Ethyl lactate | LAE | 97-64-3 | C5H10O3 | HW | HW-6206 | - | Fixed | SD-2600 | 0～100%LEL | Upper limit of operating temperature of instrument: SD-2500=160℃/SD-2600=200℃/SD-2700：250℃
Ethyl lactate | LAE | 97-64-3 | C5H10O3 | HW | HW-6206 | - | Fixed | SD-2700 | 0～100%LEL | Upper limit of operating temperature of instrument: SD-2500=160℃/SD-2600=200℃/SD-2700：250℃
Ethyl lactate | LAE | 97-64-3 | C5H10O3 | HW | HW-6207 | - | Fixed | GD-A2400 | 0～100%LEL | Upper limit of operating temperature of instrument: GD-A2400=160℃
Ethyl lactate | LAE | 97-64-3 | C5H10O3 | HW | HW-6208 | - | Fixed | SD-2500 | 0～100%LEL | HW-6206 temperature sorted sensor, Upper limit of operating temperature of instrument: SD-2500=160℃/SD-2600=200℃/SD-2700：250℃
Ethyl lactate | LAE | 97-64-3 | C5H10O3 | HW | HW-6208 | - | Fixed | SD-2600 | 0～100%LEL | HW-6206 temperature sorted sensor, Upper limit of operating temperature of instrument: SD-2500=160℃/SD-2600=200℃/SD-2700：250℃
Ethyl lactate | LAE | 97-64-3 | C5H10O3 | HW | HW-6208 | - | Fixed | SD-2700 | 0～100%LEL | HW-6206 temperature sorted sensor, Upper limit of operating temperature of instrument: SD-2500=160℃/SD-2600=200℃/SD-2700：250℃
Ethyl lactate | LAE | 97-64-3 | C5H10O3 | HW | HW-6212 | - | Fixed | GD-A80-70series | 0～100%LEL
Ethyl lactate | LAE | 97-64-3 | C5H10O3 | SG | SG-8521 | - | Fixed | GD-A80Vseries | 0～300ppm/0～500ppm/0～1000ppm/0～2000ppm/0～3000ppm/0～5000ppm
Ethyl lactate | LAE | 97-64-3 | C5H10O3 | SG | SG-8521 | - | Fixed | GD-D58・GHseries | 0～300ppm/0～500ppm/0～1000ppm/0～2000ppm/0～3000ppm/0～5000ppm
Ethyl lactate | LAE | 97-64-3 | C5H10O3 | SG | SG-8521 | - | Fixed | SD-1GHseries | 0～300ppm/0～500ppm/0～1000ppm/0～2000ppm/0～3000ppm/0～5000ppm
Ethyl lactate | LAE | 97-64-3 | C5H10O3 | SG | SG-8521 | - | Fixed | SD-D58・GHseries | 0～300ppm/0～500ppm/0～1000ppm/0～2000ppm/0～3000ppm/0～5000ppm
Ethyl mercaptan | C2H5SH | 75-08-1 | C2H6S | SG | SG-8562 | - | Fixed | GD-A80Vseries | 0～30ppm/0～50ppm/0～100ppm
Ethyl mercaptan | C2H5SH | 75-08-1 | C2H6S | SG | SG-8562 | - | Fixed | GD-D58・GHseries | 0～30ppm/0～50ppm/0～100ppm
Ethyl mercaptan | C2H5SH | 75-08-1 | C2H6S | SG | SG-8562 | - | Fixed | SD-1GHseries | 0～30ppm/0～50ppm/0～100ppm
Ethyl mercaptan | C2H5SH | 75-08-1 | C2H6S | SG | SG-8562 | - | Fixed | SD-D58・GHseries | 0～30ppm/0～50ppm/0～100ppm
Ethyl Methyl Carbonate | EMC | 623-53-0 | C4H8O3 | RI | DE-3315-1 | - | Fixed | SD-1RIseries | 0～100%LEL
Ethyl Methyl Carbonate | EMC | 623-53-0 | C4H8O3 | SG | SG-8521 | - | Fixed | GD-A80Vseries | 0～200ppm/0～300ppm/0～500ppm/0～1000ppm/0～2000ppm/0～3000ppm/0～5000ppm
Ethyl Methyl Carbonate | EMC | 623-53-0 | C4H8O3 | SG | SG-8521 | - | Fixed | GD-D58・GHseries | 0～200ppm/0～300ppm/0～500ppm/0～1000ppm/0～2000ppm/0～3000ppm/0～5000ppm
Ethyl Methyl Carbonate | EMC | 623-53-0 | C4H8O3 | SG | SG-8521 | - | Fixed | SD-1GHseries | 0～200ppm/0～300ppm/0～500ppm/0～1000ppm/0～2000ppm/0～3000ppm/0～5000ppm
Ethyl Methyl Carbonate | EMC | 623-53-0 | C4H8O3 | SG | SG-8521 | - | Fixed | SD-D58・GHseries | 0～200ppm/0～300ppm/0～500ppm/0～1000ppm/0～2000ppm/0～3000ppm/0～5000ppm
Ethyｌ tert-butyl ether | ETBE | 637-92-3 | C6H14O | HW | HW-6211 | - | Fixed | SD-1(TYPE GP)series | ～100%LEL
Ethyｌ tert-butyl ether | ETBE | 637-92-3 | C6H14O | HW | HW-6211 | - | Fixed | SD-D58(TYPE GP)series | ～100%LEL
Ethyｌ tert-butyl ether | ETBE | 637-92-3 | C6H14O | HW | HW-6211/NC-6211 | - | Fixed | GD-A80series | ～100%LEL/～12000ppm
Ethyｌ tert-butyl ether | ETBE | 637-92-3 | C6H14O | HW | HW-6211/NC-6211 | - | Fixed | GD-D58(TYPE GP)series | ～100%LEL/～12000ppm
Ethyｌ tert-butyl ether | ETBE | 637-92-3 | C6H14O | HW | HW-6211/NC-6211 | - | Fixed | GD-D58(TYPE NC)series | ～100%LEL/～12000ppm
Ethyｌ tert-butyl ether | ETBE | 637-92-3 | C6H14O | HW | HW-6211/NC-6211 | - | Fixed | SD-1(TYPE NC)series | ～100%LEL/～12000ppm
Ethyｌ tert-butyl ether | ETBE | 637-92-3 | C6H14O | HW | HW-6211/NC-6211 | - | Fixed | SD-D58(TYPE NC)series | ～100%LEL/～12000ppm
Ethyl Vinyl Ether | VEE | 109-92-2 | C4H8O | SG | SG-8521 | - | Fixed | GD-A80Vseries | 0～100ppm/0～200ppm/0～300ppm/0～500ppm/0～1000ppm
Ethyl Vinyl Ether | VEE | 109-92-2 | C4H8O | SG | SG-8521 | - | Fixed | GD-D58・GHseries | 0～100ppm/0～200ppm/0～300ppm/0～500ppm/0～1000ppm
Ethyl Vinyl Ether | VEE | 109-92-2 | C4H8O | SG | SG-8521 | - | Fixed | SD-1GHseries | 0～100ppm/0～200ppm/0～300ppm/0～500ppm/0～1000ppm
Ethyl Vinyl Ether | VEE | 109-92-2 | C4H8O | SG | SG-8521 | - | Fixed | SD-D58・GHseries | 0～100ppm/0～200ppm/0～300ppm/0～500ppm/0～1000ppm
Ethyl-1,3-cyclopentadiene | EtCPD | 26519-92-6 | C7H10 | SG | SG-8511 | - | Fixed | GD-A80Vseries | 0～2000ppm/0～3000ppm/0～5000ppm
Ethyl-1,3-cyclopentadiene | EtCPD | 26519-92-6 | C7H10 | SG | SG-8511 | - | Fixed | GD-D58・GHseries | 0～2000ppm/0～3000ppm/0～5000ppm
Ethyl-1,3-cyclopentadiene | EtCPD | 26519-92-6 | C7H10 | SG | SG-8511 | - | Fixed | SD-1GHseries | 0～2000ppm/0～3000ppm/0～5000ppm
Ethyl-1,3-cyclopentadiene | EtCPD | 26519-92-6 | C7H10 | SG | SG-8511 | - | Fixed | SD-D58・GHseries | 0～2000ppm/0～3000ppm/0～5000ppm
Ethylamine | C2H5NH2 | 75-04-7 | C2H7N | HW | HW-6211 | - | Fixed | SD-1(TYPE GP)series | ～100%LEL
Ethylamine | C2H5NH2 | 75-04-7 | C2H7N | HW | HW-6211 | - | Fixed | SD-D58(TYPE GP)series | ～100%LEL
Ethylamine | C2H5NH2 | 75-04-7 | C2H7N | HW | HW-6211/NC-6211 | - | Fixed | GD-A80series | ～100%LEL/～35000ppm
Ethylamine | C2H5NH2 | 75-04-7 | C2H7N | HW | HW-6211/NC-6211 | - | Fixed | GD-D58(TYPE GP)series | ～100%LEL/～35000ppm
Ethylamine | C2H5NH2 | 75-04-7 | C2H7N | HW | HW-6211/NC-6211 | - | Fixed | GD-D58(TYPE NC)series | ～100%LEL/～35000ppm
Ethylamine | C2H5NH2 | 75-04-7 | C2H7N | HW | HW-6211/NC-6211 | - | Fixed | SD-1(TYPE NC)series | ～100%LEL/～35000ppm
Ethylamine | C2H5NH2 | 75-04-7 | C2H7N | HW | HW-6211/NC-6211 | - | Fixed | SD-D58(TYPE NC)series | ～100%LEL/～35000ppm
Ethylcyclohexane | C8H16 | 1678-91-7 | C8H16 | SG | SGU-8521 | - | Fixed | GD-70Dseries | 0～2000ppm
Ethylcyclohexane | C8H16 | 1678-91-7 | C8H16 | SG | SGU-8521 | - | Fixed | TP-70D | 0～2000ppm
Ethylcyclohexane | C8H16 | 1678-91-7 | C8H16 | HW | HW-6211 | - | Fixed | SD-1(TYPE GP)series | ～100%LEL
Ethylcyclohexane | C8H16 | 1678-91-7 | C8H16 | HW | HW-6211 | - | Fixed | SD-D58(TYPE GP)series | ～100%LEL
Ethylcyclohexane | C8H16 | 1678-91-7 | C8H16 | HW | HW-6211/NC-6211 | - | Fixed | GD-A80series | ～100%LEL/～9000ppm
Ethylcyclohexane | C8H16 | 1678-91-7 | C8H16 | HW | HW-6211/NC-6211 | - | Fixed | GD-D58(TYPE GP)series | ～100%LEL/～9000ppm
Ethylcyclohexane | C8H16 | 1678-91-7 | C8H16 | HW | HW-6211/NC-6211 | - | Fixed | GD-D58(TYPE NC)series | ～100%LEL/～9000ppm
Ethylcyclohexane | C8H16 | 1678-91-7 | C8H16 | HW | HW-6211/NC-6211 | - | Fixed | SD-1(TYPE NC)series | ～100%LEL/～9000ppm
Ethylcyclohexane | C8H16 | 1678-91-7 | C8H16 | HW | HW-6211/NC-6211 | - | Fixed | SD-D58(TYPE NC)series | ～100%LEL/～9000ppm
Ethylcyclohexane | C8H16 | 1678-91-7 | C8H16 | HW | HW-6206 | - | Fixed | SD-2500 | 0～100%LEL | Upper limit of operating temperature of instrument: SD-2500=160℃/SD-2600=200℃/SD-2700：250℃
Ethylcyclohexane | C8H16 | 1678-91-7 | C8H16 | HW | HW-6206 | - | Fixed | SD-2600 | 0～100%LEL | Upper limit of operating temperature of instrument: SD-2500=160℃/SD-2600=200℃/SD-2700：250℃
Ethylcyclohexane | C8H16 | 1678-91-7 | C8H16 | HW | HW-6206 | - | Fixed | SD-2700 | 0～100%LEL | Upper limit of operating temperature of instrument: SD-2500=160℃/SD-2600=200℃/SD-2700：250℃
Ethylcyclohexane | C8H16 | 1678-91-7 | C8H16 | HW | HW-6207 | - | Fixed | GD-A2400 | 0～100%LEL | Upper limit of operating temperature of instrument: GD-A2400=160℃
Ethylcyclohexane | C8H16 | 1678-91-7 | C8H16 | HW | HW-6208 | - | Fixed | SD-2500 | 0～100%LEL | HW-6206 temperature sorted sensor, Upper limit of operating temperature of instrument: SD-2500=160℃/SD-2600=200℃/SD-2700：250℃
Ethylcyclohexane | C8H16 | 1678-91-7 | C8H16 | HW | HW-6208 | - | Fixed | SD-2600 | 0～100%LEL | HW-6206 temperature sorted sensor, Upper limit of operating temperature of instrument: SD-2500=160℃/SD-2600=200℃/SD-2700：250℃
Ethylcyclohexane | C8H16 | 1678-91-7 | C8H16 | HW | HW-6208 | - | Fixed | SD-2700 | 0～100%LEL | HW-6206 temperature sorted sensor, Upper limit of operating temperature of instrument: SD-2500=160℃/SD-2600=200℃/SD-2700：250℃
Ethylcyclohexane | C8H16 | 1678-91-7 | C8H16 | HW | HW-6212 | - | Fixed | GD-A80-70series | 0～100%LEL
Ethylcyclohexane | C8H16 | 1678-91-7 | C8H16 | SG | SG-8521 | - | Fixed | GD-A80Vseries | 0～100ppm/0～200ppm/0～300ppm/0～500ppm/0～1000ppm/0～2000ppm/0～3000ppm/0～5000ppm
Ethylcyclohexane | C8H16 | 1678-91-7 | C8H16 | SG | SG-8521 | - | Fixed | GD-D58・GHseries | 0～100ppm/0～200ppm/0～300ppm/0～500ppm/0～1000ppm/0～2000ppm/0～3000ppm/0～5000ppm
Ethylcyclohexane | C8H16 | 1678-91-7 | C8H16 | SG | SG-8521 | - | Fixed | SD-1GHseries | 0～100ppm/0～200ppm/0～300ppm/0～500ppm/0～1000ppm/0～2000ppm/0～3000ppm/0～5000ppm
Ethylcyclohexane | C8H16 | 1678-91-7 | C8H16 | SG | SG-8521 | - | Fixed | SD-D58・GHseries | 0～100ppm/0～200ppm/0～300ppm/0～500ppm/0～1000ppm/0～2000ppm/0～3000ppm/0～5000ppm
Ethylene | C2H4 | 74-85-1 | C2H4 | SG | SGU-8521 | - | Fixed | GD-70Dseries | 0～500ppm
Ethylene | C2H4 | 74-85-1 | C2H4 | SG | SGU-8521 | - | Fixed | TP-70D | 0～500ppm
Ethylene | C2H4 | 74-85-1 | C2H4 | SG | SGU-8521 | - | Fixed | GD-70Dseries | 0～1000ppm
Ethylene | C2H4 | 74-85-1 | C2H4 | SG | SGU-8521 | - | Fixed | TP-70D | 0～1000ppm
Ethylene | C2H4 | 74-85-1 | C2H4 | SG | SGU-8521 | - | Fixed | GD-70Dseries | 0～2000ppm
Ethylene | C2H4 | 74-85-1 | C2H4 | SG | SGU-8521 | - | Fixed | TP-70D | 0～2000ppm
Ethylene | C2H4 | 74-85-1 | C2H4 | SG | SGU-8582 | - | Fixed | GD-70Dseries | 0～500ppm
Ethylene | C2H4 | 74-85-1 | C2H4 | SG | SGU-8582 | - | Fixed | TP-70D | 0～500ppm
Ethylene | C2H4 | 74-85-1 | C2H4 | HW | NCU‐6211 | - | Fixed | GD-70Dseries | 0～100%LEL | Confirm that GD-70D is non-explosion proof
Ethylene | C2H4 | 74-85-1 | C2H4 | HW | NCU‐6211 | - | Fixed | TP-70D | 0～100%LEL | Confirm that GD-70D is non-explosion proof
Ethylene | C2H4 | 74-85-1 | C2H4 | RI | DE-3315-1 | - | Fixed | SD-1RIseries | 0～100%LEL
Ethylene | C2H4 | 74-85-1 | C2H4 | HW | HW-6211 | - | Fixed | SD-1(TYPE GP)series | ～100%LEL
Ethylene | C2H4 | 74-85-1 | C2H4 | HW | HW-6211 | - | Fixed | SD-D58(TYPE GP)series | ～100%LEL
Ethylene | C2H4 | 74-85-1 | C2H4 | HW | HW-6211/NC-6211 | - | Fixed | GD-A80series | ～100%LEL/～27000ppm
Ethylene | C2H4 | 74-85-1 | C2H4 | HW | HW-6211/NC-6211 | - | Fixed | GD-D58(TYPE GP)series | ～100%LEL/～27000ppm
Ethylene | C2H4 | 74-85-1 | C2H4 | HW | HW-6211/NC-6211 | - | Fixed | GD-D58(TYPE NC)series | ～100%LEL/～27000ppm
Ethylene | C2H4 | 74-85-1 | C2H4 | HW | HW-6211/NC-6211 | - | Fixed | SD-1(TYPE NC)series | ～100%LEL/～27000ppm
Ethylene | C2H4 | 74-85-1 | C2H4 | HW | HW-6211/NC-6211 | - | Fixed | SD-D58(TYPE NC)series | ～100%LEL/～27000ppm
Ethylene | C2H4 | 74-85-1 | C2H4 | HW | HW-6213/NC-6213 | - | Fixed | GD-A80series | 0～100%LEL/0～27000ppm
Ethylene | C2H4 | 74-85-1 | C2H4 | HW | HW-6213/NC-6213 | - | Fixed | GD-D58(TYPE GP)series | 0～100%LEL/0～27000ppm
Ethylene | C2H4 | 74-85-1 | C2H4 | HW | HW-6213/NC-6213 | - | Fixed | GD-D58(TYPE NC)series | 0～100%LEL/0～27000ppm
Ethylene | C2H4 | 74-85-1 | C2H4 | HW | HW-6239 | - | Fixed | GD-A80-70series | 0～100%LEL
Ethylene | C2H4 | 74-85-1 | C2H4 | HW | HW-6239 | - | Fixed | SD-1(TYPE GP)series | 0～100%LEL
Ethylene | C2H4 | 74-85-1 | C2H4 | HW | HW-6239 | - | Fixed | SD-D58(TYPE GP)series | 0～100%LEL
Ethylene | C2H4 | 74-85-1 | C2H4 | HW | HW-6239/NC-6239 | - | Fixed | GD-A80series | 0～100%LEL/0～27000ppm
Ethylene | C2H4 | 74-85-1 | C2H4 | HW | HW-6239/NC-6239 | - | Fixed | GD-D58(TYPE GP)series | 0～100%LEL/0～27000ppm
Ethylene | C2H4 | 74-85-1 | C2H4 | HW | HW-6239/NC-6239 | - | Fixed | GD-D58(TYPE NC)series | 0～100%LEL/0～27000ppm
Ethylene | C2H4 | 74-85-1 | C2H4 | HW | HW-6239/NC-6239 | - | Fixed | SD-1(TYPE NC)series | 0～100%LEL/0～27000ppm
Ethylene | C2H4 | 74-85-1 | C2H4 | HW | HW-6239/NC-6239 | - | Fixed | SD-D58(TYPE NC)series | 0～100%LEL/0～27000ppm
Ethylene | C2H4 | 74-85-1 | C2H4 | HW | HW-6206 | - | Fixed | SD-2500 | 0～100%LEL | Upper limit of operating temperature of instrument: SD-2500=160℃/SD-2600=200℃/SD-2700：250℃
Ethylene | C2H4 | 74-85-1 | C2H4 | HW | HW-6206 | - | Fixed | SD-2600 | 0～100%LEL | Upper limit of operating temperature of instrument: SD-2500=160℃/SD-2600=200℃/SD-2700：250℃
Ethylene | C2H4 | 74-85-1 | C2H4 | HW | HW-6206 | - | Fixed | SD-2700 | 0～100%LEL | Upper limit of operating temperature of instrument: SD-2500=160℃/SD-2600=200℃/SD-2700：250℃
Ethylene | C2H4 | 74-85-1 | C2H4 | HW | HW-6207 | - | Fixed | GD-A2400 | 0～100%LEL | Upper limit of operating temperature of instrument: GD-A2400=160℃
Ethylene | C2H4 | 74-85-1 | C2H4 | HW | HW-6208 | - | Fixed | SD-2500 | 0～100%LEL | HW-6206 temperature sorted sensor, Upper limit of operating temperature of instrument: SD-2500=160℃/SD-2600=200℃/SD-2700：250℃
Ethylene | C2H4 | 74-85-1 | C2H4 | HW | HW-6208 | - | Fixed | SD-2600 | 0～100%LEL | HW-6206 temperature sorted sensor, Upper limit of operating temperature of instrument: SD-2500=160℃/SD-2600=200℃/SD-2700：250℃
Ethylene | C2H4 | 74-85-1 | C2H4 | HW | HW-6208 | - | Fixed | SD-2700 | 0～100%LEL | HW-6206 temperature sorted sensor, Upper limit of operating temperature of instrument: SD-2500=160℃/SD-2600=200℃/SD-2700：250℃
Ethylene | C2H4 | 74-85-1 | C2H4 | HW | HW-6212 | - | Fixed | GD-A80-70series | 0～100%LEL
Ethylene | C2H4 | 74-85-1 | C2H4 | SG | SG-8511 | - | Fixed | GD-A80Vseries | 0～10000ppm
Ethylene | C2H4 | 74-85-1 | C2H4 | SG | SG-8511 | - | Fixed | GD-D58・GHseries | 0～10000ppm
Ethylene | C2H4 | 74-85-1 | C2H4 | SG | SG-8511 | - | Fixed | SD-1GHseries | 0～10000ppm
Ethylene | C2H4 | 74-85-1 | C2H4 | SG | SG-8511 | - | Fixed | SD-D58・GHseries | 0～10000ppm
Ethylene | C2H4 | 74-85-1 | C2H4 | SG | SG-8521 | - | Fixed | GD-A80Vseries | 0～200ppm/0～300ppm/0～500ppm/0～1000ppm/0～2000ppm
Ethylene | C2H4 | 74-85-1 | C2H4 | SG | SG-8521 | - | Fixed | GD-D58・GHseries | 0～200ppm/0～300ppm/0～500ppm/0～1000ppm/0～2000ppm
Ethylene | C2H4 | 74-85-1 | C2H4 | SG | SG-8521 | - | Fixed | SD-1GHseries | 0～200ppm/0～300ppm/0～500ppm/0～1000ppm/0～2000ppm
Ethylene | C2H4 | 74-85-1 | C2H4 | SG | SG-8521 | - | Fixed | SD-D58・GHseries | 0～200ppm/0～300ppm/0～500ppm/0～1000ppm/0～2000ppm
Ethylene | C2H4 | 74-85-1 | C2H4 | SG | SG-8582 | - | Fixed | GD-A80Vseries | 0～300ppm/0～500ppm/0～1000ppm/0～2000ppm/0～3000ppm/0～5000ppm
Ethylene | C2H4 | 74-85-1 | C2H4 | SG | SG-8582 | - | Fixed | GD-D58・GHseries | 0～300ppm/0～500ppm/0～1000ppm/0～2000ppm/0～3000ppm/0～5000ppm
Ethylene | C2H4 | 74-85-1 | C2H4 | SG | SG-8582 | - | Fixed | SD-1GHseries | 0～300ppm/0～500ppm/0～1000ppm/0～2000ppm/0～3000ppm/0～5000ppm
Ethylene | C2H4 | 74-85-1 | C2H4 | SG | SG-8582 | - | Fixed | SD-D58・GHseries | 0～300ppm/0～500ppm/0～1000ppm/0～2000ppm/0～3000ppm/0～5000ppm
Ethylene | C2H4 | 74-85-1 | C2H4 | HW | NC-6215 | - | Portable | GP-1000(HC/CH4) | 0～100%LEL
Ethylene | C2H4 | 74-85-1 | C2H4 | HW | NC-6307 | - | Portable | NC-1000(HC/CH4) | 0～10000ppm
Ethylene | C2H4 | 74-85-1 | C2H4 | SH | SH-8662 | - | Portable | SP-220(TYPE SC) | 0～10ppm
Ethylene | C2H4 | 74-85-1 | C2H4 | SH | SH-8661 | - | Portable | SP-220(TYPE H2) | 0～10000ppm
Ethylene | C2H4 | 74-85-1 | C2H4 | IF | IFM-8048 | AIR | Portable | FI-8000 | 0～100%LEL
Ethylene | C2H4 | 74-85-1 | C2H4 | IF | IFM-8048 | N2 | Portable | FI-8000 | 0～100%LEL
Ethylene | C2H4 | 74-85-1 | C2H4 | IF | IFM-8048 | AIR | Portable | FI-8000 | 0～20vol%
Ethylene | C2H4 | 74-85-1 | C2H4 | IF | IFM-8024 | AIR | Portable | FI-8000 | 0～50vol%
Ethylene dibromide | C2H4Br2 | 106-93-4 | C2H4Br2 | SH | SH-8662 | - | Portable | SP-220(TYPE FUM) | 0～30ppm
Ethylene glycol | C2H6O2 | 107-21-1 | C2H6O2 | HW | HW-6206 | - | Fixed | SD-2500 | 0～100%LEL | Upper limit of operating temperature of instrument: SD-2500=160℃/SD-2600=200℃/SD-2700：250℃
Ethylene glycol | C2H6O2 | 107-21-1 | C2H6O2 | HW | HW-6206 | - | Fixed | SD-2600 | 0～100%LEL | Upper limit of operating temperature of instrument: SD-2500=160℃/SD-2600=200℃/SD-2700：250℃
Ethylene glycol | C2H6O2 | 107-21-1 | C2H6O2 | HW | HW-6206 | - | Fixed | SD-2700 | 0～100%LEL | Upper limit of operating temperature of instrument: SD-2500=160℃/SD-2600=200℃/SD-2700：250℃
Ethylene glycol | C2H6O2 | 107-21-1 | C2H6O2 | HW | HW-6207 | - | Fixed | GD-A2400 | 0～100%LEL | Upper limit of operating temperature of instrument: GD-A2400=160℃
Ethylene glycol | C2H6O2 | 107-21-1 | C2H6O2 | HW | HW-6208 | - | Fixed | SD-2500 | 0～100%LEL | HW-6206 temperature sorted sensor, Upper limit of operating temperature of instrument: SD-2500=160℃/SD-2600=200℃/SD-2700：250℃
Ethylene glycol | C2H6O2 | 107-21-1 | C2H6O2 | HW | HW-6208 | - | Fixed | SD-2600 | 0～100%LEL | HW-6206 temperature sorted sensor, Upper limit of operating temperature of instrument: SD-2500=160℃/SD-2600=200℃/SD-2700：250℃
Ethylene glycol | C2H6O2 | 107-21-1 | C2H6O2 | HW | HW-6208 | - | Fixed | SD-2700 | 0～100%LEL | HW-6206 temperature sorted sensor, Upper limit of operating temperature of instrument: SD-2500=160℃/SD-2600=200℃/SD-2700：250℃
Ethylene Glycol Dimethyl Ether | EGDME | 110-71-4 | C4H10O2 | HW | HW-6211 | - | Fixed | SD-1(TYPE GP)series | ～100%LEL
Ethylene Glycol Dimethyl Ether | EGDME | 110-71-4 | C4H10O2 | HW | HW-6211 | - | Fixed | SD-D58(TYPE GP)series | ～100%LEL
Ethylene Glycol Dimethyl Ether | EGDME | 110-71-4 | C4H10O2 | HW | HW-6211/NC-6211 | - | Fixed | GD-A80series | ～100%LEL/～16000ppm
Ethylene Glycol Dimethyl Ether | EGDME | 110-71-4 | C4H10O2 | HW | HW-6211/NC-6211 | - | Fixed | GD-D58(TYPE GP)series | ～100%LEL/～16000ppm
Ethylene Glycol Dimethyl Ether | EGDME | 110-71-4 | C4H10O2 | HW | HW-6211/NC-6211 | - | Fixed | GD-D58(TYPE NC)series | ～100%LEL/～16000ppm
Ethylene Glycol Dimethyl Ether | EGDME | 110-71-4 | C4H10O2 | HW | HW-6211/NC-6211 | - | Fixed | SD-1(TYPE NC)series | ～100%LEL/～16000ppm
Ethylene Glycol Dimethyl Ether | EGDME | 110-71-4 | C4H10O2 | HW | HW-6211/NC-6211 | - | Fixed | SD-D58(TYPE NC)series | ～100%LEL/～16000ppm
Ethylene Glycol Dimethyl Ether | EGDME | 110-71-4 | C4H10O2 | HW | HW-6206 | - | Fixed | SD-2500 | 0～100%LEL | Upper limit of operating temperature of instrument: SD-2500=160℃/SD-2600=200℃/SD-2700：250℃
Ethylene Glycol Dimethyl Ether | EGDME | 110-71-4 | C4H10O2 | HW | HW-6206 | - | Fixed | SD-2600 | 0～100%LEL | Upper limit of operating temperature of instrument: SD-2500=160℃/SD-2600=200℃/SD-2700：250℃
Ethylene Glycol Dimethyl Ether | EGDME | 110-71-4 | C4H10O2 | HW | HW-6206 | - | Fixed | SD-2700 | 0～100%LEL | Upper limit of operating temperature of instrument: SD-2500=160℃/SD-2600=200℃/SD-2700：250℃
Ethylene Glycol Dimethyl Ether | EGDME | 110-71-4 | C4H10O2 | HW | HW-6207 | - | Fixed | GD-A2400 | 0～100%LEL | Upper limit of operating temperature of instrument: GD-A2400=160℃
Ethylene Glycol Dimethyl Ether | EGDME | 110-71-4 | C4H10O2 | HW | HW-6208 | - | Fixed | SD-2500 | 0～100%LEL | HW-6206 temperature sorted sensor, Upper limit of operating temperature of instrument: SD-2500=160℃/SD-2600=200℃/SD-2700：250℃
Ethylene Glycol Dimethyl Ether | EGDME | 110-71-4 | C4H10O2 | HW | HW-6208 | - | Fixed | SD-2600 | 0～100%LEL | HW-6206 temperature sorted sensor, Upper limit of operating temperature of instrument: SD-2500=160℃/SD-2600=200℃/SD-2700：250℃
Ethylene Glycol Dimethyl Ether | EGDME | 110-71-4 | C4H10O2 | HW | HW-6208 | - | Fixed | SD-2700 | 0～100%LEL | HW-6206 temperature sorted sensor, Upper limit of operating temperature of instrument: SD-2500=160℃/SD-2600=200℃/SD-2700：250℃
Ethylene Glycol Dimethyl Ether | EGDME | 110-71-4 | C4H10O2 | HW | HW-6212 | - | Fixed | GD-A80-70series | 0～100%LEL
Ethylene Glycol Dimethyl Ether | EGDME | 110-71-4 | C4H10O2 | SG | SG-8521 | - | Fixed | GD-A80Vseries | 0～100ppm/0～200ppm/0～300ppm/0～500ppm/0～1000ppm/0～2000ppm/0～3000ppm
Ethylene Glycol Dimethyl Ether | EGDME | 110-71-4 | C4H10O2 | SG | SG-8521 | - | Fixed | GD-D58・GHseries | 0～100ppm/0～200ppm/0～300ppm/0～500ppm/0～1000ppm/0～2000ppm/0～3000ppm
Ethylene Glycol Dimethyl Ether | EGDME | 110-71-4 | C4H10O2 | SG | SG-8521 | - | Fixed | SD-1GHseries | 0～100ppm/0～200ppm/0～300ppm/0～500ppm/0～1000ppm/0～2000ppm/0～3000ppm
Ethylene Glycol Dimethyl Ether | EGDME | 110-71-4 | C4H10O2 | SG | SG-8521 | - | Fixed | SD-D58・GHseries | 0～100ppm/0～200ppm/0～300ppm/0～500ppm/0～1000ppm/0～2000ppm/0～3000ppm
Ethylene oxide | EO | 75-21-8 | C2H4O | SG | SGU-8563 | - | Fixed | GD-70Dseries | 0～50ppm
Ethylene oxide | EO | 75-21-8 | C2H4O | SG | SGU-8563 | - | Fixed | TP-70D | 0～50ppm
Ethylene oxide | EO | 75-21-8 | C2H4O | HW | HW-6211 | - | Fixed | SD-1(TYPE GP)series | ～100%LEL
Ethylene oxide | EO | 75-21-8 | C2H4O | HW | HW-6211 | - | Fixed | SD-D58(TYPE GP)series | ～100%LEL
Ethylene oxide | EO | 75-21-8 | C2H4O | HW | HW-6211/NC-6211 | - | Fixed | GD-A80series | ～100%LEL/～30000ppm
Ethylene oxide | EO | 75-21-8 | C2H4O | HW | HW-6211/NC-6211 | - | Fixed | GD-D58(TYPE GP)series | ～100%LEL/～30000ppm
Ethylene oxide | EO | 75-21-8 | C2H4O | HW | HW-6211/NC-6211 | - | Fixed | GD-D58(TYPE NC)series | ～100%LEL/～30000ppm
Ethylene oxide | EO | 75-21-8 | C2H4O | HW | HW-6211/NC-6211 | - | Fixed | SD-1(TYPE NC)series | ～100%LEL/～30000ppm
Ethylene oxide | EO | 75-21-8 | C2H4O | HW | HW-6211/NC-6211 | - | Fixed | SD-D58(TYPE NC)series | ～100%LEL/～30000ppm
Ethylene oxide | EO | 75-21-8 | C2H4O | SG | SG-8521 | - | Fixed | GD-A80Vseries | 0～50ppm/0～100ppm/0～150ppm/0～200ppm/0～300ppm/0～500ppm/0～1000ppm
Ethylene oxide | EO | 75-21-8 | C2H4O | SG | SG-8521 | - | Fixed | GD-D58・GHseries | 0～50ppm/0～100ppm/0～150ppm/0～200ppm/0～300ppm/0～500ppm/0～1000ppm
Ethylene oxide | EO | 75-21-8 | C2H4O | SG | SG-8521 | - | Fixed | SD-1GHseries | 0～50ppm/0～100ppm/0～150ppm/0～200ppm/0～300ppm/0～500ppm/0～1000ppm
Ethylene oxide | EO | 75-21-8 | C2H4O | SG | SG-8521 | - | Fixed | SD-D58・GHseries | 0～50ppm/0～100ppm/0～150ppm/0～200ppm/0～300ppm/0～500ppm/0～1000ppm
Ethylene oxide | EO | 75-21-8 | C2H4O | SG | SG-8563 | - | Fixed | GD-A80Vseries | 0～20ppm/0～30ppm/0～50ppm/0～100ppm/0～150ppm/0～200ppm/0～300ppm/0～500ppm
Ethylene oxide | EO | 75-21-8 | C2H4O | SG | SG-8563 | - | Fixed | GD-D58・GHseries | 0～20ppm/0～30ppm/0～50ppm/0～100ppm/0～150ppm/0～200ppm/0～300ppm/0～500ppm
Ethylene oxide | EO | 75-21-8 | C2H4O | SG | SG-8563 | - | Fixed | SD-1GHseries | 0～20ppm/0～30ppm/0～50ppm/0～100ppm/0～150ppm/0～200ppm/0～300ppm/0～500ppm
Ethylene oxide | EO | 75-21-8 | C2H4O | SG | SG-8563 | - | Fixed | SD-D58・GHseries | 0～20ppm/0～30ppm/0～50ppm/0～100ppm/0～150ppm/0～200ppm/0～300ppm/0～500ppm
Ethylene oxide | EO | 75-21-8 | C2H4O | SG | SG-8563 | - | Fixed | GD-A80Vseries | 0～1000ppm
Ethylene oxide | EO | 75-21-8 | C2H4O | SG | SG-8563 | - | Fixed | GD-D58・GHseries | 0～1000ppm
Ethylene oxide | EO | 75-21-8 | C2H4O | SG | SG-8563 | - | Fixed | SD-1GHseries | 0～1000ppm
Ethylene oxide | EO | 75-21-8 | C2H4O | SG | SG-8563 | - | Fixed | SD-D58・GHseries | 0～1000ppm
Ethylene oxide | EO | 75-21-8 | C2H4O | SG | SG-8563 | - | Fixed | GD-A80Vseries | 0～75ppm
Ethylene oxide | EO | 75-21-8 | C2H4O | SG | SG-8563 | - | Fixed | GD-D58・GHseries | 0～75ppm
Ethylene oxide | EO | 75-21-8 | C2H4O | SG | SG-8563 | - | Fixed | SD-1GHseries | 0～75ppm
Ethylene oxide | EO | 75-21-8 | C2H4O | SG | SG-8563 | - | Fixed | SD-D58・GHseries | 0～75ppm
Ethylene oxide | EO | 75-21-8 | C2H4O | SH | SH-8662 | - | Portable | SP-220(TYPE SC) | 0～10ppm
Ethylene oxide | EO | 75-21-8 | C2H4O | HW | NC-6215 | - | Portable | GP-1000(Specified cal.gas) | 0～100%LEL
Ethylene oxide | EO | 75-21-8 | C2H4O | HW | NC-6307 | - | Portable | NC-1000(Specified cal. Gas) | 0～10000ppm
Ethylenediamine | C2H8N2 | 107-15-3 | C2H8N2 | HW | HW-6211 | - | Fixed | SD-1(TYPE GP)series | ～100%LEL
Ethylenediamine | C2H8N2 | 107-15-3 | C2H8N2 | HW | HW-6211 | - | Fixed | SD-D58(TYPE GP)series | ～100%LEL
Ethylenediamine | C2H8N2 | 107-15-3 | C2H8N2 | HW | HW-6211/NC-6211 | - | Fixed | GD-A80series | ～100%LEL/～27000ppm
Ethylenediamine | C2H8N2 | 107-15-3 | C2H8N2 | HW | HW-6211/NC-6211 | - | Fixed | GD-D58(TYPE GP)series | ～100%LEL/～27000ppm
Ethylenediamine | C2H8N2 | 107-15-3 | C2H8N2 | HW | HW-6211/NC-6211 | - | Fixed | GD-D58(TYPE NC)series | ～100%LEL/～27000ppm
Ethylenediamine | C2H8N2 | 107-15-3 | C2H8N2 | HW | HW-6211/NC-6211 | - | Fixed | SD-1(TYPE NC)series | ～100%LEL/～27000ppm
Ethylenediamine | C2H8N2 | 107-15-3 | C2H8N2 | HW | HW-6211/NC-6211 | - | Fixed | SD-D58(TYPE NC)series | ～100%LEL/～27000ppm
Ethylenediamine | C2H8N2 | 107-15-3 | C2H8N2 | HW | HW-6206 | - | Fixed | SD-2500 | 0～100%LEL | Upper limit of operating temperature of instrument: SD-2500=160℃/SD-2600=200℃/SD-2700：250℃
Ethylenediamine | C2H8N2 | 107-15-3 | C2H8N2 | HW | HW-6206 | - | Fixed | SD-2600 | 0～100%LEL | Upper limit of operating temperature of instrument: SD-2500=160℃/SD-2600=200℃/SD-2700：250℃
Ethylenediamine | C2H8N2 | 107-15-3 | C2H8N2 | HW | HW-6206 | - | Fixed | SD-2700 | 0～100%LEL | Upper limit of operating temperature of instrument: SD-2500=160℃/SD-2600=200℃/SD-2700：250℃
Ethylenediamine | C2H8N2 | 107-15-3 | C2H8N2 | HW | HW-6207 | - | Fixed | GD-A2400 | 0～100%LEL | Upper limit of operating temperature of instrument: GD-A2400=160℃
Ethylenediamine | C2H8N2 | 107-15-3 | C2H8N2 | HW | HW-6208 | - | Fixed | SD-2500 | 0～100%LEL | HW-6206 temperature sorted sensor, Upper limit of operating temperature of instrument: SD-2500=160℃/SD-2600=200℃/SD-2700：250℃
Ethylenediamine | C2H8N2 | 107-15-3 | C2H8N2 | HW | HW-6208 | - | Fixed | SD-2600 | 0～100%LEL | HW-6206 temperature sorted sensor, Upper limit of operating temperature of instrument: SD-2500=160℃/SD-2600=200℃/SD-2700：250℃
Ethylenediamine | C2H8N2 | 107-15-3 | C2H8N2 | HW | HW-6208 | - | Fixed | SD-2700 | 0～100%LEL | HW-6206 temperature sorted sensor, Upper limit of operating temperature of instrument: SD-2500=160℃/SD-2600=200℃/SD-2700：250℃
Ethylenediamine | C2H8N2 | 107-15-3 | C2H8N2 | HW | HW-6212 | - | Fixed | GD-A80-70series | 0～100%LEL
Ethylmethylamine | EMA | 624-78-2 | C3H9N | ES | ESU-23RVM | - | Fixed | GD-70Dseries | 0～15ppm | Updated against electrolyte reduction
Ethylmethylamine | EMA | 624-78-2 | C3H9N | ES | ESU-23RVM | - | Fixed | TP-70D | 0～15ppm | Updated against electrolyte reduction
Ethylmethylamine | EMA | 624-78-2 | C3H9N | ES | ESM-23RV | - | Fixed | GD-K88Aiseries | 0～15ppm
Ethylmethylamine | EMA | 624-78-2 | C3H9N | ES | ESM-23RV | - | Fixed | GD-K88Diseries | 0～15ppm
Ethylmethylamine | EMA | 624-78-2 | C3H9N | ES | ESM-23RVM | - | Fixed | GD-K88Aiseries | 0～15ppm | Updated against electrolyte reduction
Ethylmethylamine | EMA | 624-78-2 | C3H9N | ES | ESM-23RVM | - | Fixed | GD-K88Diseries | 0～15ppm | Updated against electrolyte reduction
Fluorine | F2 | 7782-41-4 | F2 | ES | ESU-K233 | - | Fixed | GD-70Dseries | 0～3ppm
Fluorine | F2 | 7782-41-4 | F2 | ES | ESU-K233 | - | Fixed | TP-70D | 0～3ppm
Fluorine | F2 | 7782-41-4 | F2 | ES | ESU-K233L | - | Fixed | GD-70Dseries | 0～3ppm | Sensor for low humidity/Range： 20～62%RH
Fluorine | F2 | 7782-41-4 | F2 | ES | ESU-K233L | - | Fixed | TP-70D | 0～3ppm | Sensor for low humidity/Range： 20～62%RH
Fluorine | F2 | 7782-41-4 | F2 | ES | ESU-K235 | - | Fixed | GD-70Dseries | 0～3ppm
Fluorine | F2 | 7782-41-4 | F2 | ES | ESU-K235 | - | Fixed | TP-70D | 0～3ppm
Fluorine | F2 | 7782-41-4 | F2 | ES | ESU-K235L | - | Fixed | GD-70Dseries | 0～3ppm | Sensor for low humidity/Range： 20～65%RH
Fluorine | F2 | 7782-41-4 | F2 | ES | ESU-K235L | - | Fixed | TP-70D | 0～3ppm | Sensor for low humidity/Range： 20～65%RH
Fluorine | F2 | 7782-41-4 | F2 | ES | ESM-K233 | - | Fixed | GD-K88Aiseries | 0～3ppm
Fluorine | F2 | 7782-41-4 | F2 | ES | ESM-K233 | - | Fixed | GD-K88Diseries | 0～3ppm
Fluorine | F2 | 7782-41-4 | F2 | ES | ESM-K235 | - | Fixed | GD-K88Aiseries | 0～3ppm
Fluorine | F2 | 7782-41-4 | F2 | ES | ESM-K235 | - | Fixed | GD-K88Diseries | 0～3ppm
Fluorine | F2 | 7782-41-4 | F2 | ES | ESM-K233L | - | Fixed | GD-K88Aiseries | 0～3ppm
Fluorine | F2 | 7782-41-4 | F2 | ES | ESM-K233L | - | Fixed | GD-K88Diseries | 0～3ppm
Fluorine | F2 | 7782-41-4 | F2 | ES | ESM-K235L | - | Fixed | GD-K88Aiseries | 0～3ppm
Fluorine | F2 | 7782-41-4 | F2 | ES | ESM-K235L | - | Fixed | GD-K88Diseries | 0～3ppm
Fluorine | F2 | 7782-41-4 | F2 | ES | ESM-K233 | - | Portable | SC-8000 | 0～3ppm
Fluorine | F2 | 7782-41-4 | F2 | ES | ESM-K235 | - | Portable | SC-8000 | 0～3ppm
Fluorinert FC-3283 | FC-3283 | 86508-42-1 | - | RI | DE-2113-35 | - | Fixed | RI-257 | 0～5000ppm
Fluorinert FC-40 | FC-40 | 86508-42-1 | - | RI | DE-2113-37 | - | Fixed | RI-257 | 0～1000ppm
Formaldehyde | CH2O | 50-00-0 | CH2O | HW | HW-6211/NC-6211 | - | Fixed | GD-A80series | ～25%LEL/～17500ppm
Formaldehyde | CH2O | 50-00-0 | CH2O | HW | HW-6211/NC-6211 | - | Fixed | GD-D58(TYPE GP)series | ～25%LEL/～17500ppm
Formaldehyde | CH2O | 50-00-0 | CH2O | HW | HW-6211/NC-6211 | - | Fixed | GD-D58(TYPE NC)series | ～25%LEL/～17500ppm
Formaldehyde | CH2O | 50-00-0 | CH2O | HW | HW-6211/NC-6211 | - | Fixed | SD-1(TYPE NC)series | ～25%LEL/～17500ppm
Formaldehyde | CH2O | 50-00-0 | CH2O | HW | HW-6211/NC-6211 | - | Fixed | SD-D58(TYPE NC)series | ～25%LEL/～17500ppm
Formaldehyde | CH2O | 50-00-0 | CH2O | SG | SG-8511 | - | Fixed | GD-A80Vseries | 0～10000ppm
Formaldehyde | CH2O | 50-00-0 | CH2O | SG | SG-8511 | - | Fixed | GD-D58・GHseries | 0～10000ppm
Formaldehyde | CH2O | 50-00-0 | CH2O | SG | SG-8511 | - | Fixed | SD-1GHseries | 0～10000ppm
Formaldehyde | CH2O | 50-00-0 | CH2O | SG | SG-8511 | - | Fixed | SD-D58・GHseries | 0～10000ppm
Formaldehyde | CH2O | 50-00-0 | CH2O | SG | SG-8521 | - | Fixed | GD-A80Vseries | 0～30ppm/0～50ppm/0～100ppm/0～150ppm/0～200ppm/0～300ppm/0～500ppm/0～1000ppm/0～2000ppm/0～4000ppm/0～5000ppm
Formaldehyde | CH2O | 50-00-0 | CH2O | SG | SG-8521 | - | Fixed | GD-D58・GHseries | 0～30ppm/0～50ppm/0～100ppm/0～150ppm/0～200ppm/0～300ppm/0～500ppm/0～1000ppm/0～2000ppm/0～4000ppm/0～5000ppm
Formaldehyde | CH2O | 50-00-0 | CH2O | SG | SG-8521 | - | Fixed | SD-1GHseries | 0～30ppm/0～50ppm/0～100ppm/0～150ppm/0～200ppm/0～300ppm/0～500ppm/0～1000ppm/0～2000ppm/0～4000ppm/0～5000ppm
Formaldehyde | CH2O | 50-00-0 | CH2O | SG | SG-8521 | - | Fixed | SD-D58・GHseries | 0～30ppm/0～50ppm/0～100ppm/0～150ppm/0～200ppm/0～300ppm/0～500ppm/0～1000ppm/0～2000ppm/0～4000ppm/0～5000ppm
Formaldehyde | HCHO | 50-00-0 | CH2O | SH | SH-8662 | - | Portable | SP-220(TYPE SC) | 0～50ppm
Formaldehyde | HCHO | 50-00-0 | CH2O | FP | TAB 008 | - | Portable | FP-31 | 0～0.4ppm
Formaldehyde | HCHO | 50-00-0 | CH2O | FP | TAB 009 | - | Portable | FP-31 | 0～1ppm
Formic acid | CH2O2 | 64-18-6 | CH2O2 | ES | ESU-K233M | - | Fixed | GD-70Dseries | 0～15ppm
Formic acid | CH2O2 | 64-18-6 | CH2O2 | ES | ESU-K233M | - | Fixed | TP-70D | 0～15ppm
Formic acid | CH2O2 | 64-18-6 | CH2O2 | HW | HW-6211/NC-6211 | - | Fixed | GD-A80series | ～40%LEL/～72000ppm
Formic acid | CH2O2 | 64-18-6 | CH2O2 | HW | HW-6211/NC-6211 | - | Fixed | GD-D58(TYPE GP)series | ～40%LEL/～72000ppm
Formic acid | CH2O2 | 64-18-6 | CH2O2 | HW | HW-6211/NC-6211 | - | Fixed | GD-D58(TYPE NC)series | ～40%LEL/～72000ppm
Formic acid | CH2O2 | 64-18-6 | CH2O2 | HW | HW-6211/NC-6211 | - | Fixed | SD-1(TYPE NC)series | ～40%LEL/～72000ppm
Formic acid | CH2O2 | 64-18-6 | CH2O2 | HW | HW-6211/NC-6211 | - | Fixed | SD-D58(TYPE NC)series | ～40%LEL/～72000ppm
Formic acid | CH2O2 | 64-18-6 | CH2O2 | SG | SG-8521 | - | Fixed | GD-A80Vseries | 0～1000ppm/0～2000ppm/0～3000ppm/0～5000ppm
Formic acid | CH2O2 | 64-18-6 | CH2O2 | SG | SG-8521 | - | Fixed | GD-D58・GHseries | 0～1000ppm/0～2000ppm/0～3000ppm/0～5000ppm
Formic acid | CH2O2 | 64-18-6 | CH2O2 | SG | SG-8521 | - | Fixed | SD-1GHseries | 0～1000ppm/0～2000ppm/0～3000ppm/0～5000ppm
Formic acid | CH2O2 | 64-18-6 | CH2O2 | SG | SG-8521 | - | Fixed | SD-D58・GHseries | 0～1000ppm/0～2000ppm/0～3000ppm/0～5000ppm
Freon 116 | FC-116 | 76-16-4 | C2F6 | RI | DE-2113-37 | - | Fixed | RI-257 | 0～5000ppm
Furfural | C5H4O2 | 98-01-1 | C5H4O2 | HW | HW-6206 | - | Fixed | SD-2500 | 0～100%LEL | Upper limit of operating temperature of instrument: SD-2500=160℃/SD-2600=200℃/SD-2700：250℃
Furfural | C5H4O2 | 98-01-1 | C5H4O2 | HW | HW-6206 | - | Fixed | SD-2600 | 0～100%LEL | Upper limit of operating temperature of instrument: SD-2500=160℃/SD-2600=200℃/SD-2700：250℃
Furfural | C5H4O2 | 98-01-1 | C5H4O2 | HW | HW-6206 | - | Fixed | SD-2700 | 0～100%LEL | Upper limit of operating temperature of instrument: SD-2500=160℃/SD-2600=200℃/SD-2700：250℃
Furfural | C5H4O2 | 98-01-1 | C5H4O2 | HW | HW-6207 | - | Fixed | GD-A2400 | 0～100%LEL | Upper limit of operating temperature of instrument: GD-A2400=160℃
Furfural | C5H4O2 | 98-01-1 | C5H4O2 | HW | HW-6208 | - | Fixed | SD-2500 | 0～100%LEL | HW-6206 temperature sorted sensor, Upper limit of operating temperature of instrument: SD-2500=160℃/SD-2600=200℃/SD-2700：250℃
Furfural | C5H4O2 | 98-01-1 | C5H4O2 | HW | HW-6208 | - | Fixed | SD-2600 | 0～100%LEL | HW-6206 temperature sorted sensor, Upper limit of operating temperature of instrument: SD-2500=160℃/SD-2600=200℃/SD-2700：250℃
Furfural | C5H4O2 | 98-01-1 | C5H4O2 | HW | HW-6208 | - | Fixed | SD-2700 | 0～100%LEL | HW-6206 temperature sorted sensor, Upper limit of operating temperature of instrument: SD-2500=160℃/SD-2600=200℃/SD-2700：250℃
Furfural | C5H4O2 | 98-01-1 | C5H4O2 | HW | HW-6212 | - | Fixed | GD-A80-70series | 0～100%LEL
Furfuryl alcohol | C5H6O2 | 98-00-0 | C5H6O2 | HW | HW-6206 | - | Fixed | SD-2500 | 0～100%LEL | Upper limit of operating temperature of instrument: SD-2500=160℃/SD-2600=200℃/SD-2700：250℃
Furfuryl alcohol | C5H6O2 | 98-00-0 | C5H6O2 | HW | HW-6206 | - | Fixed | SD-2600 | 0～100%LEL | Upper limit of operating temperature of instrument: SD-2500=160℃/SD-2600=200℃/SD-2700：250℃
Furfuryl alcohol | C5H6O2 | 98-00-0 | C5H6O2 | HW | HW-6206 | - | Fixed | SD-2700 | 0～100%LEL | Upper limit of operating temperature of instrument: SD-2500=160℃/SD-2600=200℃/SD-2700：250℃
Furfuryl alcohol | C5H6O2 | 98-00-0 | C5H6O2 | HW | HW-6207 | - | Fixed | GD-A2400 | 0～100%LEL | Upper limit of operating temperature of instrument: GD-A2400=160℃
Furfuryl alcohol | C5H6O2 | 98-00-0 | C5H6O2 | HW | HW-6208 | - | Fixed | SD-2500 | 0～100%LEL | HW-6206 temperature sorted sensor, Upper limit of operating temperature of instrument: SD-2500=160℃/SD-2600=200℃/SD-2700：250℃
Furfuryl alcohol | C5H6O2 | 98-00-0 | C5H6O2 | HW | HW-6208 | - | Fixed | SD-2600 | 0～100%LEL | HW-6206 temperature sorted sensor, Upper limit of operating temperature of instrument: SD-2500=160℃/SD-2600=200℃/SD-2700：250℃
Furfuryl alcohol | C5H6O2 | 98-00-0 | C5H6O2 | HW | HW-6208 | - | Fixed | SD-2700 | 0～100%LEL | HW-6206 temperature sorted sensor, Upper limit of operating temperature of instrument: SD-2500=160℃/SD-2600=200℃/SD-2700：250℃
Furfuryl alcohol | C5H6O2 | 98-00-0 | C5H6O2 | HW | HW-6212 | - | Fixed | GD-A80-70series | 0～100%LEL
Galden HT135 | HT-135 | - | - | SG | SG-8521 | - | Fixed | GD-A80Vseries | 0～2000ppm/0～3000ppm/0～5000ppm
Galden HT135 | HT-135 | - | - | SG | SG-8521 | - | Fixed | GD-D58・GHseries | 0～2000ppm/0～3000ppm/0～5000ppm
Galden HT135 | HT-135 | - | - | SG | SG-8521 | - | Fixed | SD-1GHseries | 0～2000ppm/0～3000ppm/0～5000ppm
Galden HT135 | HT-135 | - | - | SG | SG-8521 | - | Fixed | SD-D58・GHseries | 0～2000ppm/0～3000ppm/0～5000ppm
Galden ZT150 | ZT-150 | - | - | RI | DE-2113-35 | - | Fixed | RI-257 | 0～1000ppm
Galden ZT150 | ZT-150 | - | - | SG | SG-8562 | - | Fixed | GD-A80Vseries | 0～1000ppm/0～2000ppm
Galden ZT150 | ZT-150 | - | - | SG | SG-8562 | - | Fixed | GD-D58・GHseries | 0～1000ppm/0～2000ppm
Galden ZT150 | ZT-150 | - | - | SG | SG-8562 | - | Fixed | SD-1GHseries | 0～1000ppm/0～2000ppm
Galden ZT150 | ZT-150 | - | - | SG | SG-8562 | - | Fixed | SD-D58・GHseries | 0～1000ppm/0～2000ppm
Gelmane | GeH4 | 7782-65-2 | GeH4 | ES | ESU-23DH | - | Fixed | GD-70Dseries | 0～0.8ppm
Gelmane | GeH4 | 7782-65-2 | GeH4 | ES | ESU-23DH | - | Fixed | TP-70D | 0～0.8ppm
Gelmane | GeH4 | 7782-65-2 | GeH4 | ES | ESU-23AY | - | Fixed | GD-70Dseries | 0～0.8ppm | Available only in cleanroom/Against C3H6 interference
Gelmane | GeH4 | 7782-65-2 | GeH4 | ES | ESU-23AY | - | Fixed | TP-70D | 0～0.8ppm | Available only in cleanroom/Against C3H6 interference
Gelmane | GeH4 | 7782-65-2 | GeH4 | ES | ESM-23DH | - | Fixed | GD-K88Aiseries | 0～0.8ppm
Gelmane | GeH4 | 7782-65-2 | GeH4 | ES | ESM-23DH | - | Fixed | GD-K88Diseries | 0～0.8ppm
Gelmane | GeH4 | 7782-65-2 | GeH4 | SH | SH-8662 | - | Portable | SP-220(TYPE SC) | 0～0.2ppm
Gelmane | GeH4 | 7782-65-2 | GeH4 | ES | ESM-23DH | - | Portable | SC-8000 | 0～0.8ppm
Halothane | R-123B1 | 151-67-7 | C2HF3CLBr | IF | IFM-8024 | O2 | Portable | FI-8000 | 0～6vol%
Halothane | R-123B1 | 151-67-7 | C2HF3CLBr | IF | IFM-8024 | AIR | Portable | FI-8000 | 0～6vol%
Halothane | R-123B1 | 151-67-7 | C2HF3CLBr | IF | IFM-8024 | O2 | Portable | FI-8000 | 0～6vol%
HCFC-225 | AK-225 | - | C3HF5CL2 | RI | DE-2113-35 | - | Fixed | RI-257 | 0～5000ppm
HCFC-225 | AK-225 | - | C3HF5CL2 | SG | SG-8513 | - | Fixed | GD-A80Vseries | 0～10000ppm
HCFC-225 | AK-225 | - | C3HF5CL2 | SG | SG-8513 | - | Fixed | GD-D58・GHseries | 0～10000ppm
HCFC-225 | AK-225 | - | C3HF5CL2 | SG | SG-8513 | - | Fixed | SD-1GHseries | 0～10000ppm
HCFC-225 | AK-225 | - | C3HF5CL2 | SG | SG-8513 | - | Fixed | SD-D58・GHseries | 0～10000ppm
Helium | He | 7440-59-7 | He | TE | TE-7515W | Air,N2,CO2 | Portable | NP-1000(CH4) | 0～100vol%
Helium | He | 7440-59-7 | He | IF | IFM-8024 | AIR | Portable | FI-8000 | 0～100vol%
Helium | He | 7440-59-7 | He | IF | IFM-8024 | N2 | Portable | FI-8000 | 0～100vol%
Helium | He | 7440-59-7 | He | IF | IFM-8024 | Ar | Portable | FI-8000 | 0～100vol%
Hexafluoro-1,3-butadiene | C4F6 | 685-63-2 | C4F6 | ES | ESU-K235L | - | Fixed | TP-70DGⅡseries | 0～5ppm | Only for TP-70DGⅡ
Hexafluoro-1,3-butadiene | C4F6 | 685-63-2 | C4F6 | SG | SGU-8521 | - | Fixed | GD-70Dseries | 0～200ppm
Hexafluoro-1,3-butadiene | C4F6 | 685-63-2 | C4F6 | SG | SGU-8521 | - | Fixed | TP-70D | 0～200ppm
Hexafluoro-1,3-butadiene | C4F6 | 685-63-2 | C4F6 | SG | SGU-8521 | - | Fixed | GD-70Dseries | 0～2000ppm
Hexafluoro-1,3-butadiene | C4F6 | 685-63-2 | C4F6 | SG | SGU-8521 | - | Fixed | TP-70D | 0～2000ppm
Hexafluoro-1,3-butadiene | C4F6 | 685-63-2 | C4F6 | SG | SGU-8521 | - | Fixed | GD-70Dseries | 0～5000ppm
Hexafluoro-1,3-butadiene | C4F6 | 685-63-2 | C4F6 | SG | SGU-8521 | - | Fixed | TP-70D | 0～5000ppm
Hexafluoro-1,3-butadiene | C4F6 | 685-63-2 | C4F6 | SG | SG-8521 | - | Fixed | GD-A80Vseries | 0～200ppm/0～300ppm/0～500ppm/0～1000ppm/0～2000ppm/0～3000ppm/0～5000ppm
Hexafluoro-1,3-butadiene | C4F6 | 685-63-2 | C4F6 | SG | SG-8521 | - | Fixed | GD-D58・GHseries | 0～200ppm/0～300ppm/0～500ppm/0～1000ppm/0～2000ppm/0～3000ppm/0～5000ppm
Hexafluoro-1,3-butadiene | C4F6 | 685-63-2 | C4F6 | SG | SG-8521 | - | Fixed | SD-1GHseries | 0～200ppm/0～300ppm/0～500ppm/0～1000ppm/0～2000ppm/0～3000ppm/0～5000ppm
Hexafluoro-1,3-butadiene | C4F6 | 685-63-2 | C4F6 | SG | SG-8521 | - | Fixed | SD-D58・GHseries | 0～200ppm/0～300ppm/0～500ppm/0～1000ppm/0～2000ppm/0～3000ppm/0～5000ppm
Hexafluoroacetylacetone | Hhfac | 1522-22-1 | C5H2O2F6 | ES | ESU-K235 | - | Fixed | GD-70Dseries | 0～20ppm
Hexafluoroacetylacetone | Hhfac | 1522-22-1 | C5H2O2F6 | ES | ESU-K235 | - | Fixed | TP-70D | 0～20ppm
Hexafluoroacetylacetone | Hhfac | 1522-22-1 | C5H2O2F6 | ES | ESU-K235L | - | Fixed | GD-70Dseries | 0～20ppm | Sensor for low humidity/Range： 20～65%RH
Hexafluoroacetylacetone | Hhfac | 1522-22-1 | C5H2O2F6 | ES | ESU-K235L | - | Fixed | TP-70D | 0～20ppm | Sensor for low humidity/Range： 20～65%RH
Hexafluorobenzene | C6F6 | 392-56-3 | C6F6 | SG | SG-8511 | - | Fixed | GD-A80Vseries | 0～3000ppm/0～5000ppm
Hexafluorobenzene | C6F6 | 392-56-3 | C6F6 | SG | SG-8511 | - | Fixed | GD-D58・GHseries | 0～3000ppm/0～5000ppm
Hexafluorobenzene | C6F6 | 392-56-3 | C6F6 | SG | SG-8511 | - | Fixed | SD-1GHseries | 0～3000ppm/0～5000ppm
Hexafluorobenzene | C6F6 | 392-56-3 | C6F6 | SG | SG-8511 | - | Fixed | SD-D58・GHseries | 0～3000ppm/0～5000ppm
Hexafluoropropylene | C3F6 | 116-15-4 | C3F6 | SG | SGU-8521 | - | Fixed | GD-70Dseries | 0～2000ppm
Hexafluoropropylene | C3F6 | 116-15-4 | C3F6 | SG | SGU-8521 | - | Fixed | TP-70D | 0～2000ppm
Hexafluoropropylene | C3F6 | 116-15-4 | C3F6 | SG | SG-8521 | - | Fixed | GD-A80Vseries | 0～2000ppm/0～3000ppm/0～5000ppm
Hexafluoropropylene | C3F6 | 116-15-4 | C3F6 | SG | SG-8521 | - | Fixed | GD-D58・GHseries | 0～2000ppm/0～3000ppm/0～5000ppm
Hexafluoropropylene | C3F6 | 116-15-4 | C3F6 | SG | SG-8521 | - | Fixed | SD-1GHseries | 0～2000ppm/0～3000ppm/0～5000ppm
Hexafluoropropylene | C3F6 | 116-15-4 | C3F6 | SG | SG-8521 | - | Fixed | SD-D58・GHseries | 0～2000ppm/0～3000ppm/0～5000ppm
Hexafluoropropylene oxide | C3F6O | - | C3OF6 | SG | SG-8521 | - | Fixed | GD-A80Vseries | 0～300ppm/0～500ppm/0～1000ppm/0～2000ppm/0～3000ppm/0～5000ppm
Hexafluoropropylene oxide | C3F6O | - | C3OF6 | SG | SG-8521 | - | Fixed | GD-D58・GHseries | 0～300ppm/0～500ppm/0～1000ppm/0～2000ppm/0～3000ppm/0～5000ppm
Hexafluoropropylene oxide | C3F6O | - | C3OF6 | SG | SG-8521 | - | Fixed | SD-1GHseries | 0～300ppm/0～500ppm/0～1000ppm/0～2000ppm/0～3000ppm/0～5000ppm
Hexafluoropropylene oxide | C3F6O | - | C3OF6 | SG | SG-8521 | - | Fixed | SD-D58・GHseries | 0～300ppm/0～500ppm/0～1000ppm/0～2000ppm/0～3000ppm/0～5000ppm
Hexamethyldisiloxane | HMDSO | 107-46-0 | C6H18OSi2 | SS | SSU-1925 | - | Fixed | GD-70D+PLUseries | 0～5ppm | PLU-70 required
Hexamethyldisiloxane | HMDSO | 107-46-0 | C6H18OSi2 | SS | SSU-1925 | - | Fixed | GD-70DG | 0～5ppm | PLU-70 required
Hexamethyldisiloxane | HMDSO | 107-46-0 | C6H18OSi2 | RI | DE-2113-37 | - | Fixed | RI-257 | 0～5000ppm
Hexyl Acetate | C8H16O2 | 142-92-7 | C8H16O2 | HW | HW-6211/NC-6211 | - | Fixed | GD-A80series | ～5000ppm
Hexyl Acetate | C8H16O2 | 142-92-7 | C8H16O2 | HW | HW-6211/NC-6211 | - | Fixed | GD-D58(TYPE GP)series | ～5000ppm
Hexyl Acetate | C8H16O2 | 142-92-7 | C8H16O2 | HW | HW-6211/NC-6211 | - | Fixed | GD-D58(TYPE NC)series | ～5000ppm
Hexyl Acetate | C8H16O2 | 142-92-7 | C8H16O2 | HW | HW-6211/NC-6211 | - | Fixed | SD-1(TYPE NC)series | ～5000ppm
Hexyl Acetate | C8H16O2 | 142-92-7 | C8H16O2 | HW | HW-6211/NC-6211 | - | Fixed | SD-D58(TYPE NC)series | ～5000ppm
Hexyl Acetate | C8H16O2 | 142-92-7 | C8H16O2 | HW | HW-6206 | - | Fixed | SD-2500 | 0～100%LEL | Upper limit of operating temperature of instrument: SD-2500=160℃/SD-2600=200℃/SD-2700：250℃
Hexyl Acetate | C8H16O2 | 142-92-7 | C8H16O2 | HW | HW-6206 | - | Fixed | SD-2600 | 0～100%LEL | Upper limit of operating temperature of instrument: SD-2500=160℃/SD-2600=200℃/SD-2700：250℃
Hexyl Acetate | C8H16O2 | 142-92-7 | C8H16O2 | HW | HW-6206 | - | Fixed | SD-2700 | 0～100%LEL | Upper limit of operating temperature of instrument: SD-2500=160℃/SD-2600=200℃/SD-2700：250℃
Hexyl Acetate | C8H16O2 | 142-92-7 | C8H16O2 | HW | HW-6207 | - | Fixed | GD-A2400 | 0～100%LEL | Upper limit of operating temperature of instrument: GD-A2400=160℃
Hexyl Acetate | C8H16O2 | 142-92-7 | C8H16O2 | HW | HW-6208 | - | Fixed | SD-2500 | 0～100%LEL | HW-6206 temperature sorted sensor, Upper limit of operating temperature of instrument: SD-2500=160℃/SD-2600=200℃/SD-2700：250℃
Hexyl Acetate | C8H16O2 | 142-92-7 | C8H16O2 | HW | HW-6208 | - | Fixed | SD-2600 | 0～100%LEL | HW-6206 temperature sorted sensor, Upper limit of operating temperature of instrument: SD-2500=160℃/SD-2600=200℃/SD-2700：250℃
Hexyl Acetate | C8H16O2 | 142-92-7 | C8H16O2 | HW | HW-6208 | - | Fixed | SD-2700 | 0～100%LEL | HW-6206 temperature sorted sensor, Upper limit of operating temperature of instrument: SD-2500=160℃/SD-2600=200℃/SD-2700：250℃
Hexyl Acetate | C8H16O2 | 142-92-7 | C8H16O2 | HW | HW-6212 | - | Fixed | GD-A80-70series | 0～100%LEL
Hexyl Acetate | C8H16O2 | 142-92-7 | C8H16O2 | SG | SG-8521 | - | Fixed | GD-A80Vseries | 0～200ppm/0～300ppm/0～500ppm/0～1000ppm
Hexyl Acetate | C8H16O2 | 142-92-7 | C8H16O2 | SG | SG-8521 | - | Fixed | GD-D58・GHseries | 0～200ppm/0～300ppm/0～500ppm/0～1000ppm
Hexyl Acetate | C8H16O2 | 142-92-7 | C8H16O2 | SG | SG-8521 | - | Fixed | SD-1GHseries | 0～200ppm/0～300ppm/0～500ppm/0～1000ppm
Hexyl Acetate | C8H16O2 | 142-92-7 | C8H16O2 | SG | SG-8521 | - | Fixed | SD-D58・GHseries | 0～200ppm/0～300ppm/0～500ppm/0～1000ppm
HFE-7100 | HFE7100 | 163702-08-07,163702-07-06,07-6378-9 | C5H3OF9 | RI | DE-2113-35 | - | Fixed | RI-257 | 0～5000ppm
HFE-7200 | HFE7200 | - | C6H5OF9 | SG | SGU-8511 | - | Fixed | GD-70Dseries | 0～2000ppm
HFE-7200 | HFE7200 | - | C6H5OF9 | SG | SGU-8511 | - | Fixed | TP-70D | 0～2000ppm
HFE-7200 | HFE7200 | - | C6H5OF9 | SG | SG-8511 | - | Fixed | GD-A80Vseries | 0～500ppm/0～1000ppm/0～2000ppm/0～3000ppm/0～5000ppm
HFE-7200 | HFE7200 | - | C6H5OF9 | SG | SG-8511 | - | Fixed | GD-D58・GHseries | 0～500ppm/0～1000ppm/0～2000ppm/0～3000ppm/0～5000ppm
HFE-7200 | HFE7200 | - | C6H5OF9 | SG | SG-8511 | - | Fixed | SD-1GHseries | 0～500ppm/0～1000ppm/0～2000ppm/0～3000ppm/0～5000ppm
HFE-7200 | HFE7200 | - | C6H5OF9 | SG | SG-8511 | - | Fixed | SD-D58・GHseries | 0～500ppm/0～1000ppm/0～2000ppm/0～3000ppm/0～5000ppm
Hydrazine | N2H4 | 302-01-2 | N2H4 | ES | ESU-23E | - | Fixed | GD-70Dseries | 0～5ppm
Hydrazine | N2H4 | 302-01-2 | N2H4 | ES | ESU-23E | - | Fixed | TP-70D | 0～5ppm
Hydrazine | N2H4 | 302-01-2 | N2H4 | ES | ESM-23E | - | Fixed | GD-K88Aiseries | 0～5ppm
Hydrazine | N2H4 | 302-01-2 | N2H4 | ES | ESM-23E | - | Fixed | GD-K88Diseries | 0～5ppm
Hydrazine | N2H4 | 302-01-2 | N2H4 | ES | ESM-23E | - | Fixed | GD-K88Aiseries | 0～10ppm
Hydrazine | N2H4 | 302-01-2 | N2H4 | ES | ESM-23E | - | Fixed | GD-K88Diseries | 0～10ppm
Hydrazine | N2H4 | 302-01-2 | N2H4 | ES | ESM-23E | - | Portable | SC-8000 | 0～5ppm
Hydrogen | H2 | 1333-74-0 | H2 | ES | ESU-23DHF | - | Fixed | GD-70Dseries | 0～2000ppm
Hydrogen | H2 | 1333-74-0 | H2 | ES | ESU-23DHF | - | Fixed | TP-70D | 0～2000ppm
Hydrogen | H2 | 1333-74-0 | H2 | ES | ESU-23DHF-J | - | Fixed | GD-70Dseries | 0～1000ppm | With lifetime prediction
Hydrogen | H2 | 1333-74-0 | H2 | ES | ESU-23DHF-J | - | Fixed | TP-70D | 0～1000ppm | With lifetime prediction
Hydrogen | H2 | 1333-74-0 | H2 | SG | SGU-8511 | - | Fixed | GD-70Dseries | 0～2.00vol%
Hydrogen | H2 | 1333-74-0 | H2 | SG | SGU-8511 | - | Fixed | TP-70D | 0～2.00vol%
Hydrogen | H2 | 1333-74-0 | H2 | SG | SGU-8541 | - | Fixed | GD-70Dseries | 0～100ppm
Hydrogen | H2 | 1333-74-0 | H2 | SG | SGU-8541 | - | Fixed | TP-70D | 0～100ppm
Hydrogen | H2 | 1333-74-0 | H2 | SG | SGU-8521 | - | Fixed | GD-70Dseries | 0～500ppm
Hydrogen | H2 | 1333-74-0 | H2 | SG | SGU-8521 | - | Fixed | TP-70D | 0～500ppm
Hydrogen | H2 | 1333-74-0 | H2 | SG | SGU-8521 | - | Fixed | GD-70Dseries | 0～1000ppm
Hydrogen | H2 | 1333-74-0 | H2 | SG | SGU-8521 | - | Fixed | TP-70D | 0～1000ppm
Hydrogen | H2 | 1333-74-0 | H2 | SG | SGU-8541 | - | Fixed | GD-70Dseries | 0～200ppm
Hydrogen | H2 | 1333-74-0 | H2 | SG | SGU-8541 | - | Fixed | TP-70D | 0～200ppm
Hydrogen | H2 | 1333-74-0 | H2 | SG | SGU-8541 | - | Fixed | GD-70Dseries | 0～500ppm
Hydrogen | H2 | 1333-74-0 | H2 | SG | SGU-8541 | - | Fixed | TP-70D | 0～500ppm
Hydrogen | H2 | 1333-74-0 | H2 | SG | SGU-8541 | - | Fixed | GD-70Dseries | 0～1000ppm
Hydrogen | H2 | 1333-74-0 | H2 | SG | SGU-8541 | - | Fixed | TP-70D | 0～1000ppm
Hydrogen | H2 | 1333-74-0 | H2 | SG | SGU-8541 | - | Fixed | GD-70Dseries | 0～2000ppm
Hydrogen | H2 | 1333-74-0 | H2 | SG | SGU-8541 | - | Fixed | TP-70D | 0～2000ppm
Hydrogen | H2 | 1333-74-0 | H2 | SG | SGU-8541 | - | Fixed | GD-70Dseries | 0～4000ppm
Hydrogen | H2 | 1333-74-0 | H2 | SG | SGU-8541 | - | Fixed | TP-70D | 0～4000ppm
Hydrogen | H2 | 1333-74-0 | H2 | HW | NCU‐6211 | - | Fixed | GD-70Dseries | 0～2vol%
Hydrogen | H2 | 1333-74-0 | H2 | HW | NCU‐6211 | - | Fixed | TP-70D | 0～2vol%
Hydrogen | H2 | 1333-74-0 | H2 | HW | NCU‐6211 | - | Fixed | GD-70Dseries | 0～100%LEL | Confirm that GD-70D is non-explosion proof
Hydrogen | H2 | 1333-74-0 | H2 | HW | NCU‐6211 | - | Fixed | TP-70D | 0～100%LEL | Confirm that GD-70D is non-explosion proof
Hydrogen | H2 | 1333-74-0 | H2 | HW | NCU‐6211 | - | Fixed | GD-70Dseries | 0～1vol%
Hydrogen | H2 | 1333-74-0 | H2 | HW | NCU‐6211 | - | Fixed | TP-70D | 0～1vol%
Hydrogen | H2 | 1333-74-0 | H2 | HW | NCU‐6211 | - | Fixed | GD-70Dseries | 0～4vol% | Confirm that GD-70D is non-explosion proof
Hydrogen | H2 | 1333-74-0 | H2 | HW | NCU‐6211 | - | Fixed | TP-70D | 0～4vol% | Confirm that GD-70D is non-explosion proof
Hydrogen | H2 | 1333-74-0 | H2 | HW | NCU-6244A | - | Fixed | GD-70Dseries | 0～100%LEL | Confirm that GD-70D is non-explosion proof
Hydrogen | H2 | 1333-74-0 | H2 | HW | NCU-6244A | - | Fixed | TP-70D | 0～100%LEL | Confirm that GD-70D is non-explosion proof
Hydrogen | H2 | 1333-74-0 | H2 | HW | NCU-6244A | - | Fixed | GD-70Dseries | 0～2vol%
Hydrogen | H2 | 1333-74-0 | H2 | HW | NCU-6244A | - | Fixed | TP-70D | 0～2vol%
Hydrogen | H2 | 1333-74-0 | H2 | HW | NCU-6244A | - | Fixed | GD-70Dseries | 0～2000ppm
Hydrogen | H2 | 1333-74-0 | H2 | HW | NCU-6244A | - | Fixed | TP-70D | 0～2000ppm
Hydrogen | H2 | 1333-74-0 | H2 | SH | SHU-8644 | - | Fixed | GD-70Dseries | 0～2000ppm
Hydrogen | H2 | 1333-74-0 | H2 | ES | ESM-23DHF | - | Fixed | GD-K88Aiseries | 0～2000ppm
Hydrogen | H2 | 1333-74-0 | H2 | ES | ESM-23DHF | - | Fixed | GD-K88Diseries | 0～2000ppm
Hydrogen | H2 | 1333-74-0 | H2 | HW | HW-6211 | - | Fixed | SD-1(TYPE GP)series | ～100%LEL
Hydrogen | H2 | 1333-74-0 | H2 | HW | HW-6211 | - | Fixed | SD-D58(TYPE GP)series | ～100%LEL
Hydrogen | H2 | 1333-74-0 | H2 | HW | HW-6211/NC-6211 | - | Fixed | GD-A80series | ～100%LEL/～40000ppm
Hydrogen | H2 | 1333-74-0 | H2 | HW | HW-6211/NC-6211 | - | Fixed | GD-D58(TYPE GP)series | ～100%LEL/～40000ppm
Hydrogen | H2 | 1333-74-0 | H2 | HW | HW-6211/NC-6211 | - | Fixed | GD-D58(TYPE NC)series | ～100%LEL/～40000ppm
Hydrogen | H2 | 1333-74-0 | H2 | HW | HW-6211/NC-6211 | - | Fixed | SD-1(TYPE NC)series | ～100%LEL/～40000ppm
Hydrogen | H2 | 1333-74-0 | H2 | HW | HW-6211/NC-6211 | - | Fixed | SD-D58(TYPE NC)series | ～100%LEL/～40000ppm
Hydrogen | H2 | 1333-74-0 | H2 | HW | HW-6213/NC-6213 | - | Fixed | GD-A80series | 0～100%LEL/0～40000ppm
Hydrogen | H2 | 1333-74-0 | H2 | HW | HW-6213/NC-6213 | - | Fixed | GD-D58(TYPE GP)series | 0～100%LEL/0～40000ppm
Hydrogen | H2 | 1333-74-0 | H2 | HW | HW-6213/NC-6213 | - | Fixed | GD-D58(TYPE NC)series | 0～100%LEL/0～40000ppm
Hydrogen | H2 | 1333-74-0 | H2 | HW | HW-6239 | - | Fixed | GD-A80-70series | 0～100%LEL
Hydrogen | H2 | 1333-74-0 | H2 | HW | HW-6239 | - | Fixed | SD-1(TYPE GP)series | 0～100%LEL
Hydrogen | H2 | 1333-74-0 | H2 | HW | HW-6239 | - | Fixed | SD-D58(TYPE GP)series | 0～100%LEL
Hydrogen | H2 | 1333-74-0 | H2 | HW | HW-6239/NC-6239 | - | Fixed | GD-A80series | 0～100%LEL/0～40000ppm
Hydrogen | H2 | 1333-74-0 | H2 | HW | HW-6239/NC-6239 | - | Fixed | GD-D58(TYPE GP)series | 0～100%LEL/0～40000ppm
Hydrogen | H2 | 1333-74-0 | H2 | HW | HW-6239/NC-6239 | - | Fixed | GD-D58(TYPE NC)series | 0～100%LEL/0～40000ppm
Hydrogen | H2 | 1333-74-0 | H2 | HW | HW-6239/NC-6239 | - | Fixed | SD-1(TYPE NC)series | 0～100%LEL/0～40000ppm
Hydrogen | H2 | 1333-74-0 | H2 | HW | HW-6239/NC-6239 | - | Fixed | SD-D58(TYPE NC)series | 0～100%LEL/0～40000ppm
Hydrogen | H2 | 1333-74-0 | H2 | HW | NC-6240A | - | Fixed | GD-A80series | 0～100%LEL/0～40000ppm
Hydrogen | H2 | 1333-74-0 | H2 | HW | NC-6240A | - | Fixed | GD-D58(TYPE NC)series | 0～100%LEL/0～40000ppm
Hydrogen | H2 | 1333-74-0 | H2 | HW | NC-6240A | - | Fixed | SD-1(TYPE NC)series | 0～100%LEL/0～40000ppm
Hydrogen | H2 | 1333-74-0 | H2 | HW | NC-6240A | - | Fixed | SD-D58(TYPE NC)series | 0～100%LEL/0～40000ppm
Hydrogen | H2 | 1333-74-0 | H2 | HW | NC-6245 | - | Fixed | GD-A80series | 0～100%LEL
Hydrogen | H2 | 1333-74-0 | H2 | HW | NC-6245 | - | Fixed | GD-D58(TYPE NC)series | 0～100%LEL
Hydrogen | H2 | 1333-74-0 | H2 | HW | NC-6245 | - | Fixed | SD-1(TYPE NC)series | 0～100%LEL
Hydrogen | H2 | 1333-74-0 | H2 | HW | NC-6245 | - | Fixed | SD-D58(TYPE NC)series | 0～100%LEL
Hydrogen | H2 | 1333-74-0 | H2 | HW | NC-6250 | - | Fixed | GD-A80series | 0～100%LEL/0～40000ppm
Hydrogen | H2 | 1333-74-0 | H2 | HW | NC-6250 | - | Fixed | GD-D58(TYPE NC)series | 0～100%LEL/0～40000ppm
Hydrogen | H2 | 1333-74-0 | H2 | HW | HW-6206 | - | Fixed | SD-2500 | 0～100%LEL | Upper limit of operating temperature of instrument: SD-2500=160℃/SD-2600=200℃/SD-2700：250℃
Hydrogen | H2 | 1333-74-0 | H2 | HW | HW-6206 | - | Fixed | SD-2600 | 0～100%LEL | Upper limit of operating temperature of instrument: SD-2500=160℃/SD-2600=200℃/SD-2700：250℃
Hydrogen | H2 | 1333-74-0 | H2 | HW | HW-6206 | - | Fixed | SD-2700 | 0～100%LEL | Upper limit of operating temperature of instrument: SD-2500=160℃/SD-2600=200℃/SD-2700：250℃
Hydrogen | H2 | 1333-74-0 | H2 | HW | HW-6207 | - | Fixed | GD-A2400 | 0～100%LEL | Upper limit of operating temperature of instrument: GD-A2400=160℃
Hydrogen | H2 | 1333-74-0 | H2 | HW | HW-6208 | - | Fixed | SD-2500 | 0～100%LEL | HW-6206 temperature sorted sensor, Upper limit of operating temperature of instrument: SD-2500=160℃/SD-2600=200℃/SD-2700：250℃
Hydrogen | H2 | 1333-74-0 | H2 | HW | HW-6208 | - | Fixed | SD-2600 | 0～100%LEL | HW-6206 temperature sorted sensor, Upper limit of operating temperature of instrument: SD-2500=160℃/SD-2600=200℃/SD-2700：250℃
Hydrogen | H2 | 1333-74-0 | H2 | HW | HW-6208 | - | Fixed | SD-2700 | 0～100%LEL | HW-6206 temperature sorted sensor, Upper limit of operating temperature of instrument: SD-2500=160℃/SD-2600=200℃/SD-2700：250℃
Hydrogen | H2 | 1333-74-0 | H2 | HW | HW-6212 | - | Fixed | GD-A80-70series | 0～100%LEL
Hydrogen | H2 | 1333-74-0 | H2 | HW | NC-6244 | - | Fixed | GD-A80series | 0～100%LEL
Hydrogen | H2 | 1333-74-0 | H2 | HW | NC-6244 | - | Fixed | GD-D58(TYPE NC)series | 0～100%LEL
Hydrogen | H2 | 1333-74-0 | H2 | HW | NC-6244A | - | Fixed | GD-A80series | 0～100%LEL/0～40000ppm
Hydrogen | H2 | 1333-74-0 | H2 | HW | NC-6244A | - | Fixed | GD-D58(TYPE NC)series | 0～100%LEL/0～40000ppm
Hydrogen | H2 | 1333-74-0 | H2 | HW | NC-6244A | - | Fixed | SD-1(TYPE NC)series | 0～100%LEL/0～40000ppm
Hydrogen | H2 | 1333-74-0 | H2 | HW | NC-6244A | - | Fixed | SD-D58(TYPE NC)series | 0～100%LEL/0～40000ppm
Hydrogen | H2 | 1333-74-0 | H2 | SG | SG-8511 | - | Fixed | GD-A80Vseries | 0～3000ppm/0～4000ppm/0～5000ppm/0～10000ppm/0～20000ppm/0～40000ppm/0～50%LEL/0～100%LEL/0～1vol%/0～2vol%/0～4vol%
Hydrogen | H2 | 1333-74-0 | H2 | SG | SG-8511 | - | Fixed | GD-D58・GHseries | 0～3000ppm/0～4000ppm/0～5000ppm/0～10000ppm/0～20000ppm/0～40000ppm/0～50%LEL/0～100%LEL/0～1vol%/0～2vol%/0～4vol%
Hydrogen | H2 | 1333-74-0 | H2 | SG | SG-8511 | - | Fixed | SD-1GHseries | 0～3000ppm/0～4000ppm/0～5000ppm/0～10000ppm/0～20000ppm/0～40000ppm/0～50%LEL/0～100%LEL/0～1vol%/0～2vol%/0～4vol%
Hydrogen | H2 | 1333-74-0 | H2 | SG | SG-8511 | - | Fixed | SD-D58・GHseries | 0～3000ppm/0～4000ppm/0～5000ppm/0～10000ppm/0～20000ppm/0～40000ppm/0～50%LEL/0～100%LEL/0～1vol%/0～2vol%/0～4vol%
Hydrogen | H2 | 1333-74-0 | H2 | SG | SG-8521 | - | Fixed | GD-A80Vseries | ★0～50ppm/★0～100ppm/0～200ppm/0～300ppm/0～500ppm/0～1000ppm/0～2000ppm | ★Range easily affected by environmental conditions and other
Hydrogen | H2 | 1333-74-0 | H2 | SG | SG-8521 | - | Fixed | GD-D58・GHseries | ★0～50ppm/★0～100ppm/0～200ppm/0～300ppm/0～500ppm/0～1000ppm/0～2000ppm | ★Range easily affected by environmental conditions and other
Hydrogen | H2 | 1333-74-0 | H2 | SG | SG-8521 | - | Fixed | SD-1GHseries | ★0～50ppm/★0～100ppm/0～200ppm/0～300ppm/0～500ppm/0～1000ppm/0～2000ppm | ★Range easily affected by environmental conditions and other
Hydrogen | H2 | 1333-74-0 | H2 | SG | SG-8521 | - | Fixed | SD-D58・GHseries | ★0～50ppm/★0～100ppm/0～200ppm/0～300ppm/0～500ppm/0～1000ppm/0～2000ppm | ★Range easily affected by environmental conditions and other
Hydrogen | H2 | 1333-74-0 | H2 | SG | SG-8541 | - | Fixed | GD-A80Vseries | 0～100ppm/0～200ppm/0～300ppm/0～500ppm/0～1000ppm/0～2000ppm
Hydrogen | H2 | 1333-74-0 | H2 | SG | SG-8541 | - | Fixed | GD-D58・GHseries | 0～100ppm/0～200ppm/0～300ppm/0～500ppm/0～1000ppm/0～2000ppm
Hydrogen | H2 | 1333-74-0 | H2 | SG | SG-8541 | - | Fixed | SD-1GHseries | 0～100ppm/0～200ppm/0～300ppm/0～500ppm/0～1000ppm/0～2000ppm
Hydrogen | H2 | 1333-74-0 | H2 | SG | SG-8541 | - | Fixed | SD-D58・GHseries | 0～100ppm/0～200ppm/0～300ppm/0～500ppm/0～1000ppm/0～2000ppm
Hydrogen | H2 | 1333-74-0 | H2 | HW | NC-6215 | - | Portable | GX-8000 | 0～100%LEL
Hydrogen | H2 | 1333-74-0 | H2 | HW | NC-6215 | - | Portable | GX-8000(TYPE LEL) | 0～100%LEL
Hydrogen | H2 | 1333-74-0 | H2 | HW | NC-6215 | - | Portable | GP-1000(HC/CH4) | 0～100%LEL
Hydrogen | H2 | 1333-74-0 | H2 | TE | TE-7515 | N2 | Portable | GX-8000 | 0～100vol%
Hydrogen | H2 | 1333-74-0 | H2 | HW | NC-6307 | - | Portable | NC-1000(HC/CH4) | 0～10000ppm
Hydrogen | H2 | 1333-74-0 | H2 | TE | TE-7515W | Air,N2,CO2 | Portable | NP-1000(H2) | 0～100vol%
Hydrogen | H2 | 1333-74-0 | H2 | SH | SH-8662 | - | Portable | SP-220(TYPE SC) | 0～10ppm
Hydrogen | H2 | 1333-74-0 | H2 | SH | SH-8661 | - | Portable | SP-220(TYPE H2) | 0～10000ppm
Hydrogen | H2 | 1333-74-0 | H2 | IF | IFM-8048 | AIR | Portable | FI-8000 | 0～100%LEL
Hydrogen | H2 | 1333-74-0 | H2 | IF | IFM-8048 | N2 | Portable | FI-8000 | 0～100%LEL
Hydrogen | H2 | 1333-74-0 | H2 | IF | IFM-8048 | AIR | Portable | FI-8000 | 0～50vol%
Hydrogen | H2 | 1333-74-0 | H2 | IF | IFM-8048 | Ar | Portable | FI-8000 | 0～100%LEL
Hydrogen | H2 | 1333-74-0 | H2 | IF | IFM-8048 | Ar | Portable | FI-8000 | 0～50vol%
Hydrogen | H2 | 1333-74-0 | H2 | IF | IFM-8048 | AIR | Portable | FI-8000 | 0～4vol%
Hydrogen | H2 | 1333-74-0 | H2 | IF | IFM-8048 | N2 | Portable | FI-8000 | 0～50vol%
Hydrogen | H2 | 1333-74-0 | H2 | IF | IFM-8048 | O2 | Portable | FI-8000 | 0～50vol%
Hydrogen | H2 | 1333-74-0 | H2 | IF | IFM-8024 | AIR | Portable | FI-8000 | 0～100vol%
Hydrogen | H2 | 1333-74-0 | H2 | IF | IFM-8024 | N2 | Portable | FI-8000 | 0～100vol%
Hydrogen Bromide | HBr | 10035-10-6 | HBr | ES | ESU-23E | - | Fixed | GD-70Dseries | 0～6ppm
Hydrogen Bromide | HBr | 10035-10-6 | HBr | ES | ESU-23E | - | Fixed | TP-70D | 0～6ppm
Hydrogen Bromide | HBr | 10035-10-6 | HBr | ES | ESU-23E-G | - | Fixed | GD-70Dseries | 0～6ppm | Alternate gas factor (HCL) granted
Hydrogen Bromide | HBr | 10035-10-6 | HBr | ES | ESU-23E-G | - | Fixed | TP-70D | 0～6ppm | Alternate gas factor (HCL) granted
Hydrogen Bromide | HBr | 10035-10-6 | HBr | ES | ESU-23E-G | - | Fixed | GD-70Dseries | 0～9ppm | Alternate gas factor (HCL) granted
Hydrogen Bromide | HBr | 10035-10-6 | HBr | ES | ESU-23E-G | - | Fixed | TP-70D | 0～9ppm | Alternate gas factor (HCL) granted
Hydrogen Bromide | HBr | 10035-10-6 | HBr | ES | ESM-23E-G | - | Fixed | GD-K88Aiseries | 0～6ppm
Hydrogen Bromide | HBr | 10035-10-6 | HBr | ES | ESM-23E-G | - | Fixed | GD-K88Diseries | 0～6ppm
Hydrogen Bromide | HBr | 10035-10-6 | HBr | ES | ESM-23E-G | - | Fixed | GD-K88Aiseries | 0～9ppm
Hydrogen Bromide | HBr | 10035-10-6 | HBr | ES | ESM-23E-G | - | Fixed | GD-K88Diseries | 0～9ppm
Hydrogen Bromide | HBr | 10035-10-6 | HBr | SH | SH-8662 | - | Portable | SP-220(TYPE SC) | 0～10ppm
Hydrogen Bromide | HBr | 10035-10-6 | HBr | ES | ESM-23E | - | Portable | SC-8000 | 0～6ppm
Hydrogen Bromide | HBr | 10035-10-6 | HBr | ES | ESM-23E | - | Portable | SC-8000 | 0～9ppm
Hydrogen Chloride | HCL | 7647-01-0 | HCL | ES | ESU-23E | - | Fixed | GD-70Dseries | 0～5ppm
Hydrogen Chloride | HCL | 7647-01-0 | HCL | ES | ESU-23E | - | Fixed | TP-70D | 0～5ppm
Hydrogen Chloride | HCL | 7647-01-0 | HCL | ES | ESU-23E | - | Fixed | GD-70Dseries | 0～6ppm
Hydrogen Chloride | HCL | 7647-01-0 | HCL | ES | ESU-23E | - | Fixed | TP-70D | 0～6ppm
Hydrogen Chloride | HCL | 7647-01-0 | HCL | ES | ESU-23E | - | Fixed | GD-70Dseries | 0～15ppm
Hydrogen Chloride | HCL | 7647-01-0 | HCL | ES | ESU-23E | - | Fixed | TP-70D | 0～15ppm
Hydrogen Chloride | HCL | 7647-01-0 | HCL | ES | ESU-K233 | - | Fixed | GD-70Dseries | 0～15ppm
Hydrogen Chloride | HCL | 7647-01-0 | HCL | ES | ESU-K233 | - | Fixed | TP-70D | 0～15ppm
Hydrogen Chloride | HCL | 7647-01-0 | HCL | ES | ESU-K235 | - | Fixed | GD-70Dseries | 0～6ppm
Hydrogen Chloride | HCL | 7647-01-0 | HCL | ES | ESU-K235 | - | Fixed | TP-70D | 0～6ppm
Hydrogen Chloride | HCL | 7647-01-0 | HCL | ES | ESU-K235L | - | Fixed | GD-70Dseries | 0～6 ppm | Sensor for low humidity/Range： 20～65%RH
Hydrogen Chloride | HCL | 7647-01-0 | HCL | ES | ESU-K235L | - | Fixed | TP-70D | 0～6 ppm | Sensor for low humidity/Range： 20～65%RH
Hydrogen Chloride | HCL | 7647-01-0 | HCL | ES | ESM-23E | - | Fixed | GD-K88Aiseries | 0～15ppm
Hydrogen Chloride | HCL | 7647-01-0 | HCL | ES | ESM-23E | - | Fixed | GD-K88Diseries | 0～15ppm
Hydrogen Chloride | HCL | 7647-01-0 | HCL | ES | ESM-23E | - | Fixed | GD-K88Aiseries | 0～6ppm
Hydrogen Chloride | HCL | 7647-01-0 | HCL | ES | ESM-23E | - | Fixed | GD-K88Diseries | 0～6ppm
Hydrogen Chloride | HCL | 7647-01-0 | HCL | ES | ESM-23E | - | Fixed | GD-K88Aiseries | 0～5ppm
Hydrogen Chloride | HCL | 7647-01-0 | HCL | ES | ESM-23E | - | Fixed | GD-K88Diseries | 0～5ppm
Hydrogen Chloride | HCL | 7647-01-0 | HCL | ES | ESM-K233 | - | Fixed | GD-K88Aiseries | 0～15ppm
Hydrogen Chloride | HCL | 7647-01-0 | HCL | ES | ESM-K233 | - | Fixed | GD-K88Diseries | 0～15ppm
Hydrogen Chloride | HCL | 7647-01-0 | HCL | ES | ESM-K235 | - | Fixed | GD-K88Aiseries | 0～6ppm
Hydrogen Chloride | HCL | 7647-01-0 | HCL | ES | ESM-K235 | - | Fixed | GD-K88Diseries | 0～6ppm
Hydrogen Chloride | HCL | 7647-01-0 | HCL | ES | ESM-K233L | - | Fixed | GD-K88Aiseries | 0～15ppm
Hydrogen Chloride | HCL | 7647-01-0 | HCL | ES | ESM-K233L | - | Fixed | GD-K88Diseries | 0～15ppm
Hydrogen Chloride | HCL | 7647-01-0 | HCL | ES | ESM-K235L | - | Fixed | GD-K88Aiseries | 0～6ppm
Hydrogen Chloride | HCL | 7647-01-0 | HCL | ES | ESM-K235L | - | Fixed | GD-K88Diseries | 0～6ppm
Hydrogen Chloride | HCL | 7647-01-0 | HCL | SH | SH-8662 | - | Portable | SP-220(TYPE SC) | 0～10ppm
Hydrogen Chloride | HCL | 7647-01-0 | HCL | ES | ESM-23E | - | Portable | SC-8000 | 0～6ppm
Hydrogen Chloride | HCL | 7647-01-0 | HCL | ES | ESM-23E | - | Portable | SC-8000 | 0～15ppm
Hydrogen Chloride | HCL | 7647-01-0 | HCL | ES | ESM-K235 | - | Portable | SC-8000 | 0～6ppm
Hydrogen Chloride | HCL | 7647-01-0 | HCL | ES | ESM-23E | - | Portable | SC-8000 | 0～5ppm
Hydrogen Cyanide | HCN | 74-90-8 | CHN | ES | ESU-23DH-EX | - | Fixed | GD-70Dseries | 0.9～15ppm | Export limited：unable to measure under 6%FS
Hydrogen Cyanide | HCN | 74-90-8 | CHN | ES | ESU-23DH-EX | - | Fixed | TP-70D | 0.9～15ppm | Export limited：unable to measure under 6%FS
Hydrogen Cyanide | HCN | 74-90-8 | CHN | ES | ESU-23DH-EX | - | Fixed | GD-70Dseries | 0.4～30ppm | Export limited：unable to measure under 0.4ppm
Hydrogen Cyanide | HCN | 74-90-8 | CHN | ES | ESU-23DH-EX | - | Fixed | TP-70D | 0.4～30ppm | Export limited：unable to measure under 0.4ppm
Hydrogen Cyanide | HCN | 74-90-8 | CHN | ES | ESM-23DH | - | Fixed | GD-K88Aiseries | 0.9～15ppm | Export limited：unable to measure under 6%FS
Hydrogen Cyanide | HCN | 74-90-8 | CHN | ES | ESM-23DH | - | Fixed | GD-K88Diseries | 0.9～15ppm | Export limited：unable to measure under 6%FS
Hydrogen Cyanide | HCN | 74-90-8 | CHN | ES | ESM-23DH | - | Fixed | GD-K88Aiseries | 0.4～30ppm | Export limited：unable to measure under 0.4ppm
Hydrogen Cyanide | HCN | 74-90-8 | CHN | ES | ESM-23DH | - | Fixed | GD-K88Diseries | 0.4～30ppm | Export limited：unable to measure under 0.4ppm
Hydrogen Cyanide | HCN | 74-90-8 | CHN | SH | SH-8662 | - | Portable | SP-220(TYPE FUM) | 0～1ppm
Hydrogen Cyanide | HCN | 74-90-8 | CHN | ES | ESS-03DH | - | Portable | GX-6000 | 0～15ppm
Hydrogen Cyanide | HCN | 74-90-8 | CHN | ES | ESM-01DH-D | - | Portable | SC-01 | 0～15ppm
Hydrogen Cyanide | HCN | 74-90-8 | CHN | ES | ESM-23DH | - | Portable | SC-8000 | 0.3～15ppm
Hydrogen Cyanide | HCN | 74-90-8 | CHN | IF | IFM-8048 | AIR | Portable | FI-8000 | 0～200g/m3
Hydrogen Fluoride | HF | 7664-39-3 | HF | ES | ESU-K233-EX | - | Fixed | GD-70Dseries | 0.4～9ppm | Export limited：unable to measure under 0.4ppm
Hydrogen Fluoride | HF | 7664-39-3 | HF | ES | ESU-K233-EX | - | Fixed | TP-70D | 0.4～9ppm | Export limited：unable to measure under 0.4ppm
Hydrogen Fluoride | HF | 7664-39-3 | HF | ES | ESU-K233-S-EX | - | Fixed | GD-70Dseries | 0.4～3ppm | Export limited：unable to measure under 0.4ppm
Hydrogen Fluoride | HF | 7664-39-3 | HF | ES | ESU-K233-S-EX | - | Fixed | TP-70D | 0.4～3ppm | Export limited：unable to measure under 0.4ppm
Hydrogen Fluoride | HF | 7664-39-3 | HF | ES | ESU-K233L-EX | - | Fixed | GD-70Dseries | 0.4～9ppm | Sensor for low humidity/Range： 20～62%RH/Export limited：unable to measure under 0.4ppm
Hydrogen Fluoride | HF | 7664-39-3 | HF | ES | ESU-K233L-EX | - | Fixed | TP-70D | 0.4～9ppm | Sensor for low humidity/Range： 20～62%RH/Export limited：unable to measure under 0.4ppm
Hydrogen Fluoride | HF | 7664-39-3 | HF | ES | ESU-K233L-S-EX | - | Fixed | GD-70Dseries | 0.4～3ppm | Sensor for low humidity/Range： 20～62%RH/Export limited：unable to measure under 0.4ppm
Hydrogen Fluoride | HF | 7664-39-3 | HF | ES | ESU-K233L-S-EX | - | Fixed | TP-70D | 0.4～3ppm | Sensor for low humidity/Range： 20～62%RH/Export limited：unable to measure under 0.4ppm
Hydrogen Fluoride | HF | 7664-39-3 | HF | ES | ESU-K235-EX | - | Fixed | GD-70Dseries | 0.4～1.5ppm | Export limited：unable to measure under 0.4ppm
Hydrogen Fluoride | HF | 7664-39-3 | HF | ES | ESU-K235-EX | - | Fixed | TP-70D | 0.4～1.5ppm | Export limited：unable to measure under 0.4ppm
Hydrogen Fluoride | HF | 7664-39-3 | HF | ES | ESU-K235L-EX | - | Fixed | GD-70Dseries | 0.4～1.5ppm | Sensor for low humidity/Range： 20～65%RH/Export limited：unable to measure under 0.4ppm
Hydrogen Fluoride | HF | 7664-39-3 | HF | ES | ESU-K235L-EX | - | Fixed | TP-70D | 0.4～1.5ppm | Sensor for low humidity/Range： 20～65%RH/Export limited：unable to measure under 0.4ppm
Hydrogen Fluoride | HF | 7664-39-3 | HF | ES | ESM-K233 | - | Fixed | GD-K88Aiseries | 0.4～9ppm | Export limited：unable to measure under 0.4ppm
Hydrogen Fluoride | HF | 7664-39-3 | HF | ES | ESM-K233 | - | Fixed | GD-K88Diseries | 0.4～9ppm | Export limited：unable to measure under 0.4ppm
Hydrogen Fluoride | HF | 7664-39-3 | HF | ES | ESM-K233-S | - | Fixed | GD-K88Aiseries | 0.4～3ppm | Export limited：unable to measure under 0.4ppm
Hydrogen Fluoride | HF | 7664-39-3 | HF | ES | ESM-K233-S | - | Fixed | GD-K88Diseries | 0.4～3ppm | Export limited：unable to measure under 0.4ppm
Hydrogen Fluoride | HF | 7664-39-3 | HF | ES | ESM-K233-S | - | Fixed | GD-K88Aiseries | 0.4～5ppm | Export limited：unable to measure under 0.4ppm
Hydrogen Fluoride | HF | 7664-39-3 | HF | ES | ESM-K233-S | - | Fixed | GD-K88Diseries | 0.4～5ppm | Export limited：unable to measure under 0.4ppm
Hydrogen Fluoride | HF | 7664-39-3 | HF | ES | ESM-K235 | - | Fixed | GD-K88Aiseries | 0.4～1.5ppm | Export limited：unable to measure under 0.4ppm
Hydrogen Fluoride | HF | 7664-39-3 | HF | ES | ESM-K235 | - | Fixed | GD-K88Diseries | 0.4～1.5ppm | Export limited：unable to measure under 0.4ppm
Hydrogen Fluoride | HF | 7664-39-3 | HF | ES | ESM-K233L | - | Fixed | GD-K88Aiseries | 0.4～9ppm | Sensor for low humidity/Range： 20～62%RH/Export limited：unable to measure under 0.4ppm
Hydrogen Fluoride | HF | 7664-39-3 | HF | ES | ESM-K233L | - | Fixed | GD-K88Diseries | 0.4～9ppm | Sensor for low humidity/Range： 20～62%RH/Export limited：unable to measure under 0.4ppm
Hydrogen Fluoride | HF | 7664-39-3 | HF | ES | ESM-K233L-S | - | Fixed | GD-K88Aiseries | 0.4～3ppm | Sensor for low humidity/Range： 20～62%RH/Export limited：unable to measure under 0.4ppm
Hydrogen Fluoride | HF | 7664-39-3 | HF | ES | ESM-K233L-S | - | Fixed | GD-K88Diseries | 0.4～3ppm | Sensor for low humidity/Range： 20～62%RH/Export limited：unable to measure under 0.4ppm
Hydrogen Fluoride | HF | 7664-39-3 | HF | ES | ESM-K233L-S | - | Fixed | GD-K88Aiseries | 0.4～5ppm | Sensor for low humidity/Range： 20～62%RH/Export limited：unable to measure under 0.4ppm
Hydrogen Fluoride | HF | 7664-39-3 | HF | ES | ESM-K233L-S | - | Fixed | GD-K88Diseries | 0.4～5ppm | Sensor for low humidity/Range： 20～62%RH/Export limited：unable to measure under 0.4ppm
Hydrogen Fluoride | HF | 7664-39-3 | HF | ES | ESM-K235L | - | Fixed | GD-K88Aiseries | 0.4～1.5ppm | Sensor for low humidity/Range： 20～65%RH/Export limited：unable to measure under 0.4ppm
Hydrogen Fluoride | HF | 7664-39-3 | HF | ES | ESM-K235L | - | Fixed | GD-K88Diseries | 0.4～1.5ppm | Sensor for low humidity/Range： 20～65%RH/Export limited：unable to measure under 0.4ppm
Hydrogen Fluoride | HF | 7664-39-3 | HF | ES | ESM-K233 | - | Portable | SC-8000 | 0.4～9ppm
Hydrogen Iodine | HI | 10034-85-2 | HI | ES | ESU-23E | - | Fixed | GD-70Dseries | 0～5ppm
Hydrogen Iodine | HI | 10034-85-2 | HI | ES | ESU-23E | - | Fixed | TP-70D | 0～5ppm
Hydrogen Iodine | HI | 10034-85-2 | HI | ES | ESM-23E | - | Fixed | GD-K88Aiseries | 0～5ppm
Hydrogen Iodine | HI | 10034-85-2 | HI | ES | ESM-23E | - | Fixed | GD-K88Diseries | 0～5ppm
Hydrogen Iodine | HI | 10034-85-2 | HI | ES | ESM-23E | - | Portable | SC-8000 | 0～5ppm
Hydrogen Peroxide | H2O2 | 7722-84-1 | H2O2 | ES | ESU-23DH | - | Fixed | GD-70Dseries | 0～3ppm
Hydrogen Peroxide | H2O2 | 7722-84-1 | H2O2 | ES | ESU-23DH | - | Fixed | TP-70D | 0～3ppm
Hydrogen Peroxide | H2O2 | 7722-84-1 | H2O2 | ES | ESM-23DH | - | Fixed | GD-K88Aiseries | 0～3ppm
Hydrogen Peroxide | H2O2 | 7722-84-1 | H2O2 | ES | ESM-23DH | - | Fixed | GD-K88Diseries | 0～3ppm
Hydrogen Peroxide | H2O2 | 7722-84-1 | H2O2 | ES | ESM-23DH | - | Portable | SC-8000 | 0～3ppm
Hydrogen Selenide | H2Se | 7783-07-5 | H2Se | ES | ESU-23SD | - | Fixed | GD-70Dseries | 0～0.2ppm
Hydrogen Selenide | H2Se | 7783-07-5 | H2Se | ES | ESU-23SD | - | Fixed | TP-70D | 0～0.2ppm
Hydrogen Selenide | H2Se | 7783-07-5 | H2Se | ES | ESM-23SD | - | Fixed | GD-K88Aiseries | 0～0.2ppm
Hydrogen Selenide | H2Se | 7783-07-5 | H2Se | ES | ESM-23SD | - | Fixed | GD-K88Diseries | 0～0.2ppm
Hydrogen Selenide | H2Se | 7783-07-5 | H2Se | SH | SH-8662 | - | Portable | SP-220(TYPE SC) | 0～0.5ppm
Hydrogen Selenide | H2Se | 7783-07-5 | H2Se | ES | ESM-23SD | - | Portable | SC-8000 | 0～0.2ppm
Hydrogen Sulfide | H2S | 7783-06-4 | H2S | ES | ESU-237 | - | Fixed | GD-70Dseries | 0～30ppm
Hydrogen Sulfide | H2S | 7783-06-4 | H2S | ES | ESU-237 | - | Fixed | TP-70D | 0～30ppm
Hydrogen Sulfide | H2S | 7783-06-4 | H2S | ES | ESU-237iF | - | Fixed | GD-70Dseries | 0～1ppm
Hydrogen Sulfide | H2S | 7783-06-4 | H2S | ES | ESU-237iF | - | Fixed | TP-70D | 0～1ppm
Hydrogen Sulfide | H2S | 7783-06-4 | H2S | ES | ESU-237iF | - | Fixed | GD-70Dseries | 0～3ppm
Hydrogen Sulfide | H2S | 7783-06-4 | H2S | ES | ESU-237iF | - | Fixed | TP-70D | 0～3ppm
Hydrogen Sulfide | H2S | 7783-06-4 | H2S | ES | ESU-237iF | - | Fixed | GD-70Dseries | 0～30ppm
Hydrogen Sulfide | H2S | 7783-06-4 | H2S | ES | ESU-237iF | - | Fixed | TP-70D | 0～30ppm
Hydrogen Sulfide | H2S | 7783-06-4 | H2S | ES | ES-837RP | - | Fixed | SD-1ECseries | 0～30ppm/0～50ppm/0～100ppm
Hydrogen Sulfide | H2S | 7783-06-4 | H2S | ES | ES-837RP | - | Fixed | SDWL-1ECseries | 0～30ppm/0～50ppm/0～100ppm
Hydrogen Sulfide | H2S | 7783-06-4 | H2S | ES | ESM-237 | - | Fixed | GD-K88Aiseries | 0～30ppm
Hydrogen Sulfide | H2S | 7783-06-4 | H2S | ES | ESM-237 | - | Fixed | GD-K88Diseries | 0～30ppm
Hydrogen Sulfide | H2S | 7783-06-4 | H2S | ES | ESM-237iF | - | Fixed | GD-K88Aiseries | 0～1ppm
Hydrogen Sulfide | H2S | 7783-06-4 | H2S | ES | ESM-237iF | - | Fixed | GD-K88Diseries | 0～1ppm
Hydrogen Sulfide | H2S | 7783-06-4 | H2S | ES | ESM-237iF | - | Fixed | GD-K88Aiseries | 0～3ppm
Hydrogen Sulfide | H2S | 7783-06-4 | H2S | ES | ESM-237iF | - | Fixed | GD-K88Diseries | 0～3ppm
Hydrogen Sulfide | H2S | 7783-06-4 | H2S | ES | ESM-237iF | - | Fixed | GD-K88Aiseries | 0～30ppm
Hydrogen Sulfide | H2S | 7783-06-4 | H2S | ES | ESM-237iF | - | Fixed | GD-K88Diseries | 0～30ppm
Hydrogen Sulfide | H2S | 7783-06-4 | H2S | ES | ESM-237iH | - | Fixed | GD-K88Aiseries | 0～3ppm
Hydrogen Sulfide | H2S | 7783-06-4 | H2S | ES | ESM-237iH | - | Fixed | GD-K88Diseries | 0～3ppm
Hydrogen Sulfide | H2S | 7783-06-4 | H2S | ES | ESM-237iH | - | Fixed | GD-K88Aiseries | 0～30ppm
Hydrogen Sulfide | H2S | 7783-06-4 | H2S | ES | ESM-237iH | - | Fixed | GD-K88Diseries | 0～30ppm
Hydrogen Sulfide | H2S | 7783-06-4 | H2S | ES | ESM-23AH | - | Fixed | GD-K88Aiseries | 0～1ppm
Hydrogen Sulfide | H2S | 7783-06-4 | H2S | ES | ESM-23AH | - | Fixed | GD-K88Diseries | 0～1ppm
Hydrogen Sulfide | H2S | 7783-06-4 | H2S | SG | SG-8564 | - | Fixed | GD-A80Vseries | 0～20ppm/0～30ppm/0～50ppm/0～100ppm
Hydrogen Sulfide | H2S | 7783-06-4 | H2S | SG | SG-8564 | - | Fixed | GD-D58・GHseries | 0～20ppm/0～30ppm/0～50ppm/0～100ppm
Hydrogen Sulfide | H2S | 7783-06-4 | H2S | SG | SG-8564 | - | Fixed | SD-1GHseries | 0～20ppm/0～30ppm/0～50ppm/0～100ppm
Hydrogen Sulfide | H2S | 7783-06-4 | H2S | SG | SG-8564 | - | Fixed | SD-D58・GHseries | 0～20ppm/0～30ppm/0～50ppm/0～100ppm
Hydrogen Sulfide | H2S | 7783-06-4 | H2S | ES | ES-1827i | - | Portable | GX-2009 | 0～30ppm
Hydrogen Sulfide | H2S | 7783-06-4 | H2S | ES | ES-1827i | - | Portable | GX-2012 | 0～30ppm
Hydrogen Sulfide | H2S | 7783-06-4 | H2S | ES | ES-1827i | - | Portable | GX-6000 | 0～30ppm
Hydrogen Sulfide | H2S | 7783-06-4 | H2S | ES | ES-1827i | - | Portable | HS-03 | 0～30ppm
Hydrogen Sulfide | H2S | 7783-06-4 | H2S | ES | ES-037i | - | Portable | GX-8000 | 0～30ppm
Hydrogen Sulfide | H2S | 7783-06-4 | H2S | ES | ES-037R | - | Portable | RX-8700 | 0～30ppm
Hydrogen Sulfide | H2S | 7783-06-4 | H2S | ES | ES-037RM | - | Portable | RX-8700 | 0～1000ppm
Hydrogen Sulfide | H2S | 7783-06-4 | H2S | SH | SH-8662 | - | Portable | SP-220(TYPE SC) | 0～0.1ppm
Hydrogen Sulfide | H2S | 7783-06-4 | H2S | ES | ESM-017i | - | Portable | SC-01 | 0～30ppm
Hydrogen Sulfide | H2S | 7783-06-4 | H2S | ES | ESM-237iF | - | Portable | SC-8000 | 0～30ppm
Hydrogen Sulfide | H2S | 7783-06-4 | H2S | ES | ESM-237iF | - | Portable | SC-8000 | 0～3ppm
Hydrogen Sulfide | H2S | 7783-06-4 | H2S | ES | ESM-237iF | - | Portable | SC-8000 | 0～1ppm
Hydroxylamine | NH2OH | 7803-49-8 | NH2OH | SG | SG-8562 | - | Fixed | GD-A80Vseries | 0～500ppm | 50% solution
Hydroxylamine | NH2OH | 7803-49-8 | NH2OH | SG | SG-8562 | - | Fixed | GD-D58・GHseries | 0～500ppm | 50% solution
Hydroxylamine | NH2OH | 7803-49-8 | NH2OH | SG | SG-8562 | - | Fixed | SD-1GHseries | 0～500ppm | 50% solution
Hydroxylamine | NH2OH | 7803-49-8 | NH2OH | SG | SG-8562 | - | Fixed | SD-D58・GHseries | 0～500ppm | 50% solution
i-Butyraldehyde | i-C4H8O | 78-84-2 | C4H8O | HW | HW-6211 | - | Fixed | SD-1(TYPE GP)series | ～100%LEL
i-Butyraldehyde | i-C4H8O | 78-84-2 | C4H8O | HW | HW-6211 | - | Fixed | SD-D58(TYPE GP)series | ～100%LEL
i-Butyraldehyde | i-C4H8O | 78-84-2 | C4H8O | HW | HW-6211/NC-6211 | - | Fixed | GD-A80series | ～100%LEL/～16000ppm
i-Butyraldehyde | i-C4H8O | 78-84-2 | C4H8O | HW | HW-6211/NC-6211 | - | Fixed | GD-D58(TYPE GP)series | ～100%LEL/～16000ppm
i-Butyraldehyde | i-C4H8O | 78-84-2 | C4H8O | HW | HW-6211/NC-6211 | - | Fixed | GD-D58(TYPE NC)series | ～100%LEL/～16000ppm
i-Butyraldehyde | i-C4H8O | 78-84-2 | C4H8O | HW | HW-6211/NC-6211 | - | Fixed | SD-1(TYPE NC)series | ～100%LEL/～16000ppm
i-Butyraldehyde | i-C4H8O | 78-84-2 | C4H8O | HW | HW-6211/NC-6211 | - | Fixed | SD-D58(TYPE NC)series | ～100%LEL/～16000ppm
Iodine | I2 | 7553-56-2 | I2 | ES | ESU-K233 | - | Fixed | GD-70Dseries | 0～1ppm
Iodine | I2 | 7553-56-2 | I2 | ES | ESU-K233 | - | Fixed | TP-70D | 0～1ppm
Iodine | I2 | 7553-56-2 | I2 | ES | ESM-K233 | - | Fixed | GD-K88Aiseries | 0～1ppm
Iodine | I2 | 7553-56-2 | I2 | ES | ESM-K233 | - | Fixed | GD-K88Diseries | 0～1ppm
Iodine | I2 | 7553-56-2 | I2 | ES | ESM-K233 | - | Portable | SC-8000 | 0～1ppm
Iodotrifluoromethane | CF3I | 2314-97-8 | CF3I | RI | DE-2113-35 | - | Fixed | RI-257 | 0～5000ppm
Isobutane | i-C4H10 | 75-28-5 | C4H10 | SG | SGU-8521 | - | Fixed | GD-70Dseries | 0～2000ppm
Isobutane | i-C4H10 | 75-28-5 | C4H10 | SG | SGU-8521 | - | Fixed | TP-70D | 0～2000ppm
Isobutane | i-C4H10 | 75-28-5 | C4H10 | HW | NCU‐6211 | - | Fixed | GD-70Dseries | 0～100%LEL | Confirm that GD-70D is non-explosion proof
Isobutane | i-C4H10 | 75-28-5 | C4H10 | HW | NCU‐6211 | - | Fixed | TP-70D | 0～100%LEL | Confirm that GD-70D is non-explosion proof
Isobutane | i-C4H10 | 75-28-5 | C4H10 | RI | DET-6520-2 | - | Fixed | SDWL-1RIseries | 0～100%LEL
Isobutane | i-C4H10 | 75-28-5 | C4H10 | RI | DE-2113-62 | - | Fixed | RI-557 | 0～2vol%
Isobutane | i-C4H10 | 75-28-5 | C4H10 | RI | DE-2113-58 | - | Fixed | RI-557 | 0～5vol%
Isobutane | i-C4H10 | 75-28-5 | C4H10 | RI | DE-2113-60 | - | Fixed | RI-557 | 0～20vol%
Isobutane | i-C4H10 | 75-28-5 | C4H10 | RI | DE-3315-2 | - | Fixed | SD-1RIseries | 0～100%LEL
Isobutane | i-C4H10 | 75-28-5 | C4H10 | HW | HW-6211 | - | Fixed | SD-1(TYPE GP)series | ～100%LEL
Isobutane | i-C4H10 | 75-28-5 | C4H10 | HW | HW-6211 | - | Fixed | SD-D58(TYPE GP)series | ～100%LEL
Isobutane | i-C4H10 | 75-28-5 | C4H10 | HW | HW-6211/NC-6211 | - | Fixed | GD-A80series | ～100%LEL/～18000ppm
Isobutane | i-C4H10 | 75-28-5 | C4H10 | HW | HW-6211/NC-6211 | - | Fixed | GD-D58(TYPE GP)series | ～100%LEL/～18000ppm
Isobutane | i-C4H10 | 75-28-5 | C4H10 | HW | HW-6211/NC-6211 | - | Fixed | GD-D58(TYPE NC)series | ～100%LEL/～18000ppm
Isobutane | i-C4H10 | 75-28-5 | C4H10 | HW | HW-6211/NC-6211 | - | Fixed | SD-1(TYPE NC)series | ～100%LEL/～18000ppm
Isobutane | i-C4H10 | 75-28-5 | C4H10 | HW | HW-6211/NC-6211 | - | Fixed | SD-D58(TYPE NC)series | ～100%LEL/～18000ppm
Isobutane | i-C4H10 | 75-28-5 | C4H10 | HW | HW-6213/NC-6213 | - | Fixed | GD-A80series | 0～100%LEL/0～40000ppm
Isobutane | i-C4H10 | 75-28-5 | C4H10 | HW | HW-6213/NC-6213 | - | Fixed | GD-D58(TYPE GP)series | 0～100%LEL/0～40000ppm
Isobutane | i-C4H10 | 75-28-5 | C4H10 | HW | HW-6213/NC-6213 | - | Fixed | GD-D58(TYPE NC)series | 0～100%LEL/0～40000ppm
Isobutane | i-C4H10 | 75-28-5 | C4H10 | HW | HW-6239 | - | Fixed | GD-A80-70series | 0～100%LEL
Isobutane | i-C4H10 | 75-28-5 | C4H10 | HW | HW-6239 | - | Fixed | SD-1(TYPE GP)series | 0～100%LEL
Isobutane | i-C4H10 | 75-28-5 | C4H10 | HW | HW-6239 | - | Fixed | SD-D58(TYPE GP)series | 0～100%LEL
Isobutane | i-C4H10 | 75-28-5 | C4H10 | HW | HW-6239/NC-6239 | - | Fixed | GD-A80series | 0～100%LEL/0～18000ppm
Isobutane | i-C4H10 | 75-28-5 | C4H10 | HW | HW-6239/NC-6239 | - | Fixed | GD-D58(TYPE GP)series | 0～100%LEL/0～18000ppm
Isobutane | i-C4H10 | 75-28-5 | C4H10 | HW | HW-6239/NC-6239 | - | Fixed | GD-D58(TYPE NC)series | 0～100%LEL/0～18000ppm
Isobutane | i-C4H10 | 75-28-5 | C4H10 | HW | HW-6239/NC-6239 | - | Fixed | SD-1(TYPE NC)series | 0～100%LEL/0～18000ppm
Isobutane | i-C4H10 | 75-28-5 | C4H10 | HW | HW-6239/NC-6239 | - | Fixed | SD-D58(TYPE NC)series | 0～100%LEL/0～18000ppm
Isobutane | i-C4H10 | 75-28-5 | C4H10 | HW | NC-6240A | - | Fixed | GD-A80series | 0～100%LEL/0～18000ppm
Isobutane | i-C4H10 | 75-28-5 | C4H10 | HW | NC-6240A | - | Fixed | GD-D58(TYPE NC)series | 0～100%LEL/0～18000ppm
Isobutane | i-C4H10 | 75-28-5 | C4H10 | HW | NC-6240A | - | Fixed | SD-1(TYPE NC)series | 0～100%LEL/0～18000ppm
Isobutane | i-C4H10 | 75-28-5 | C4H10 | HW | NC-6240A | - | Fixed | SD-D58(TYPE NC)series | 0～100%LEL/0～18000ppm
Isobutane | i-C4H10 | 75-28-5 | C4H10 | HW | NC-6245 | - | Fixed | GD-A80series | 0～100%LEL
Isobutane | i-C4H10 | 75-28-5 | C4H10 | HW | NC-6245 | - | Fixed | GD-D58(TYPE NC)series | 0～100%LEL
Isobutane | i-C4H10 | 75-28-5 | C4H10 | HW | NC-6245 | - | Fixed | SD-1(TYPE NC)series | 0～100%LEL
Isobutane | i-C4H10 | 75-28-5 | C4H10 | HW | NC-6245 | - | Fixed | SD-D58(TYPE NC)series | 0～100%LEL
Isobutane | i-C4H10 | 75-28-5 | C4H10 | HW | NC-6250 | - | Fixed | GD-A80series | 0～100%LEL/0～18000ppm
Isobutane | i-C4H10 | 75-28-5 | C4H10 | HW | NC-6250 | - | Fixed | GD-D58(TYPE NC)series | 0～100%LEL/0～18000ppm
Isobutane | i-C4H10 | 75-28-5 | C4H10 | HW | HW-6206 | - | Fixed | SD-2500 | 0～100%LEL | Upper limit of operating temperature of instrument: SD-2500=160℃/SD-2600=200℃/SD-2700：250℃
Isobutane | i-C4H10 | 75-28-5 | C4H10 | HW | HW-6206 | - | Fixed | SD-2600 | 0～100%LEL | Upper limit of operating temperature of instrument: SD-2500=160℃/SD-2600=200℃/SD-2700：250℃
Isobutane | i-C4H10 | 75-28-5 | C4H10 | HW | HW-6206 | - | Fixed | SD-2700 | 0～100%LEL | Upper limit of operating temperature of instrument: SD-2500=160℃/SD-2600=200℃/SD-2700：250℃
Isobutane | i-C4H10 | 75-28-5 | C4H10 | HW | HW-6207 | - | Fixed | GD-A2400 | 0～100%LEL | Upper limit of operating temperature of instrument: GD-A2400=160℃
Isobutane | i-C4H10 | 75-28-5 | C4H10 | HW | HW-6208 | - | Fixed | SD-2500 | 0～100%LEL | HW-6206 temperature sorted sensor, Upper limit of operating temperature of instrument: SD-2500=160℃/SD-2600=200℃/SD-2700：250℃
Isobutane | i-C4H10 | 75-28-5 | C4H10 | HW | HW-6208 | - | Fixed | SD-2600 | 0～100%LEL | HW-6206 temperature sorted sensor, Upper limit of operating temperature of instrument: SD-2500=160℃/SD-2600=200℃/SD-2700：250℃
Isobutane | i-C4H10 | 75-28-5 | C4H10 | HW | HW-6208 | - | Fixed | SD-2700 | 0～100%LEL | HW-6206 temperature sorted sensor, Upper limit of operating temperature of instrument: SD-2500=160℃/SD-2600=200℃/SD-2700：250℃
Isobutane | i-C4H10 | 75-28-5 | C4H10 | HW | HW-6212 | - | Fixed | GD-A80-70series | 0～100%LEL
Isobutane | i-C4H10 | 75-28-5 | C4H10 | SG | SG-8511 | - | Fixed | GD-A80Vseries | 0～3000ppm/0～3500ppm0～5000ppm/0～7000ppm/0～10000ppm/0～18000ppm/0～50%LEL/0～100%LEL
Isobutane | i-C4H10 | 75-28-5 | C4H10 | SG | SG-8511 | - | Fixed | GD-D58・GHseries | 0～3000ppm/0～3500ppm0～5000ppm/0～7000ppm/0～10000ppm/0～18000ppm/0～50%LEL/0～100%LEL
Isobutane | i-C4H10 | 75-28-5 | C4H10 | SG | SG-8511 | - | Fixed | SD-1GHseries | 0～3000ppm/0～3500ppm0～5000ppm/0～7000ppm/0～10000ppm/0～18000ppm/0～50%LEL/0～100%LEL
Isobutane | i-C4H10 | 75-28-5 | C4H10 | SG | SG-8511 | - | Fixed | SD-D58・GHseries | 0～3000ppm/0～3500ppm0～5000ppm/0～7000ppm/0～10000ppm/0～18000ppm/0～50%LEL/0～100%LEL
Isobutane | i-C4H10 | 75-28-5 | C4H10 | SG | SG-8521 | - | Fixed | GD-A80Vseries | 0～300ppm/0～500ppm/0～1000ppm/0～2000ppm
Isobutane | i-C4H10 | 75-28-5 | C4H10 | SG | SG-8521 | - | Fixed | GD-D58・GHseries | 0～300ppm/0～500ppm/0～1000ppm/0～2000ppm
Isobutane | i-C4H10 | 75-28-5 | C4H10 | SG | SG-8521 | - | Fixed | SD-1GHseries | 0～300ppm/0～500ppm/0～1000ppm/0～2000ppm
Isobutane | i-C4H10 | 75-28-5 | C4H10 | SG | SG-8521 | - | Fixed | SD-D58・GHseries | 0～300ppm/0～500ppm/0～1000ppm/0～2000ppm
Isobutane | i-C4H10 | 75-28-5 | C4H10 | SG | SG-8582 | - | Fixed | GD-A80Vseries | 0～100ppm/0～200ppm/0～300ppm/0～500ppm/0～1000ppm/0～2000ppm
Isobutane | i-C4H10 | 75-28-5 | C4H10 | SG | SG-8582 | - | Fixed | GD-D58・GHseries | 0～100ppm/0～200ppm/0～300ppm/0～500ppm/0～1000ppm/0～2000ppm
Isobutane | i-C4H10 | 75-28-5 | C4H10 | SG | SG-8582 | - | Fixed | SD-1GHseries | 0～100ppm/0～200ppm/0～300ppm/0～500ppm/0～1000ppm/0～2000ppm
Isobutane | i-C4H10 | 75-28-5 | C4H10 | SG | SG-8582 | - | Fixed | SD-D58・GHseries | 0～100ppm/0～200ppm/0～300ppm/0～500ppm/0～1000ppm/0～2000ppm
Isobutane | i-C4H10 | 75-28-5 | C4H10 | SG | SG-8586 | - | Fixed | GD-A80Vseries | 0～100ppm/0～200ppm/0～300ppm/0～500ppm/0～1000ppm/0～2000ppm
Isobutane | i-C4H10 | 75-28-5 | C4H10 | SG | SG-8586 | - | Fixed | GD-D58・GHseries | 0～100ppm/0～200ppm/0～300ppm/0～500ppm/0～1000ppm/0～2000ppm
Isobutane | i-C4H10 | 75-28-5 | C4H10 | SG | SG-8586 | - | Fixed | SD-1GHseries | 0～100ppm/0～200ppm/0～300ppm/0～500ppm/0～1000ppm/0～2000ppm
Isobutane | i-C4H10 | 75-28-5 | C4H10 | SG | SG-8586 | - | Fixed | SD-D58・GHseries | 0～100ppm/0～200ppm/0～300ppm/0～500ppm/0～1000ppm/0～2000ppm
Isobutane | i-C4H10 | 75-28-5 | C4H10 | HW | NC-6264AZP | - | Portable | GX-2009 | 0～100%LEL
Isobutane | i-C4H10 | 75-28-5 | C4H10 | HW | NC-6264AZP | - | Portable | GX-2012 | 0～100%LEL
Isobutane | i-C4H10 | 75-28-5 | C4H10 | HW | NC-6264AZP | - | Portable | GX-2012GT | 0～100%LEL
Isobutane | i-C4H10 | 75-28-5 | C4H10 | HW | NC-6264AZP | - | Portable | GX-6000 | 0～100%LEL
Isobutane | i-C4H10 | 75-28-5 | C4H10 | HW | NC-6264AZP | - | Portable | GP-03 | 0～100%LEL
Isobutane | i-C4H10 | 75-28-5 | C4H10 | HW | NC-6215 | - | Portable | GX-8000 | 0～100%LEL
Isobutane | i-C4H10 | 75-28-5 | C4H10 | HW | NC-6215 | - | Portable | GX-8000(TYPE LEL) | 0～100%LEL
Isobutane | i-C4H10 | 75-28-5 | C4H10 | HW | NC-6215 | - | Portable | GP-1000(HC/CH4) | 0～100%LEL
Isobutane | i-C4H10 | 75-28-5 | C4H10 | SH | SH-8641 | - | Portable | GX-2012GT | 0～2000ppm
Isobutane | i-C4H10 | 75-28-5 | C4H10 | TE | TE-7515 | N2 | Portable | GX-8000 | 0～100vol%
Isobutane | i-C4H10 | 75-28-5 | C4H10 | RI | DE-3123-4 | - | Portable | RX-8000 | 0～100%LEL～100vol%
Isobutane | i-C4H10 | 75-28-5 | C4H10 | RI | DE-3123-4 | - | Portable | RX-8700 | 0～100%LEL～100vol%
Isobutane | i-C4H10 | 75-28-5 | C4H10 | HW | NC-6307 | - | Portable | NC-1000(HC/CH4) | 0～10000ppm
Isobutane | i-C4H10 | 75-28-5 | C4H10 | TE | TE-7515W | Air,N2,CO2 | Portable | NP-1000(CH4) | 0～100vol%
Isobutane | i-C4H10 | 75-28-5 | C4H10 | SH | SH-8662 | - | Portable | SP-220(TYPE SC) | 0～10ppm
Isobutane | i-C4H10 | 75-28-5 | C4H10 | SH | SH-8661 | - | Portable | SP-220(TYPE L) | 0～10000ppm
Isobutane | i-C4H10 | 75-28-5 | C4H10 | SH | SH-8661 | - | Portable | SP-220(TYPE ML) | 0～10000ppm
Isobutane | i-C4H10 | 75-28-5 | C4H10 | SH | SH-8661 | - | Portable | SP-220(TYPE F) | 0～10000ppm
Isobutane | i-C4H10 | 75-28-5 | C4H10 | SH | SH-8661 | - | Portable | SP-220(TYPE H2) | 0～10000ppm
Isobutane | i-C4H10 | 75-28-5 | C4H10 | RI | DES-3311-2 | - | Portable | GX-6000 | 0～100%LEL～30vol%
Isobutane | i-C4H10 | 75-28-5 | C4H10 | IF | IFM-8048 | AIR | Portable | FI-8000 | 0～100%LEL
Isobutane | i-C4H10 | 75-28-5 | C4H10 | IF | IFM-8048 | AIR | Portable | FI-8000 | 0～10vol%
Isobutane | i-C4H10 | 75-28-5 | C4H10 | IF | IFM-8048 | N2 | Portable | FI-8000 | 0～100%LEL
Isobutane | i-C4H10 | 75-28-5 | C4H10 | IF | IFM-8048 | N2 | Portable | FI-8000 | 0～5vol%
Isobutane | i-C4H10 | 75-28-5 | C4H10 | IF | IFM-8048 | N2 | Portable | FI-8000 | 0～5vol%
Isobutanol | IBA | 78-83-1 | C4H10O | HW | HW-6211 | - | Fixed | SD-1(TYPE GP)series | ～100%LEL
Isobutanol | IBA | 78-83-1 | C4H10O | HW | HW-6211 | - | Fixed | SD-D58(TYPE GP)series | ～100%LEL
Isobutanol | IBA | 78-83-1 | C4H10O | HW | HW-6211/NC-6211 | - | Fixed | GD-A80series | ～100%LEL/～17000ppm
Isobutanol | IBA | 78-83-1 | C4H10O | HW | HW-6211/NC-6211 | - | Fixed | GD-D58(TYPE GP)series | ～100%LEL/～17000ppm
Isobutanol | IBA | 78-83-1 | C4H10O | HW | HW-6211/NC-6211 | - | Fixed | GD-D58(TYPE NC)series | ～100%LEL/～17000ppm
Isobutanol | IBA | 78-83-1 | C4H10O | HW | HW-6211/NC-6211 | - | Fixed | SD-1(TYPE NC)series | ～100%LEL/～17000ppm
Isobutanol | IBA | 78-83-1 | C4H10O | HW | HW-6211/NC-6211 | - | Fixed | SD-D58(TYPE NC)series | ～100%LEL/～17000ppm
Isobutanol | IBA | 78-83-1 | C4H10O | SG | SG-8521 | - | Fixed | GD-A80Vseries | 0～100ppm/0～200ppm/0～300ppm/0～500ppm/0～1000ppm/0～2000ppm
Isobutanol | IBA | 78-83-1 | C4H10O | SG | SG-8521 | - | Fixed | GD-D58・GHseries | 0～100ppm/0～200ppm/0～300ppm/0～500ppm/0～1000ppm/0～2000ppm
Isobutanol | IBA | 78-83-1 | C4H10O | SG | SG-8521 | - | Fixed | SD-1GHseries | 0～100ppm/0～200ppm/0～300ppm/0～500ppm/0～1000ppm/0～2000ppm
Isobutanol | IBA | 78-83-1 | C4H10O | SG | SG-8521 | - | Fixed | SD-D58・GHseries | 0～100ppm/0～200ppm/0～300ppm/0～500ppm/0～1000ppm/0～2000ppm
Isobutanol | IBA | 78-83-1 | C4H10O | HW | NC-6215 | - | Portable | GP-1000(Specified cal.gas) | 0～100%LEL
Isobuten | i-C4H8 | 115-11-7 | C4H8 | SG | SGU-8521 | - | Fixed | GD-70Dseries | 0～2000ppm
Isobuten | i-C4H8 | 115-11-7 | C4H8 | SG | SGU-8521 | - | Fixed | TP-70D | 0～2000ppm
Isobuten | i-C4H8 | 115-11-7 | C4H8 | RI | DE-3315-2 | - | Fixed | SD-1RIseries | 0～100%LEL
Isobuten | i-C4H8 | 115-11-7 | C4H8 | HW | HW-6211 | - | Fixed | SD-1(TYPE GP)series | ～100%LEL
Isobuten | i-C4H8 | 115-11-7 | C4H8 | HW | HW-6211 | - | Fixed | SD-D58(TYPE GP)series | ～100%LEL
Isobuten | i-C4H8 | 115-11-7 | C4H8 | HW | HW-6211/NC-6211 | - | Fixed | GD-A80series | ～100%LEL/～18000ppm
Isobuten | i-C4H8 | 115-11-7 | C4H8 | HW | HW-6211/NC-6211 | - | Fixed | GD-D58(TYPE GP)series | ～100%LEL/～18000ppm
Isobuten | i-C4H8 | 115-11-7 | C4H8 | HW | HW-6211/NC-6211 | - | Fixed | GD-D58(TYPE NC)series | ～100%LEL/～18000ppm
Isobuten | i-C4H8 | 115-11-7 | C4H8 | HW | HW-6211/NC-6211 | - | Fixed | SD-1(TYPE NC)series | ～100%LEL/～18000ppm
Isobuten | i-C4H8 | 115-11-7 | C4H8 | HW | HW-6211/NC-6211 | - | Fixed | SD-D58(TYPE NC)series | ～100%LEL/～18000ppm
Isobuten | i-C4H8 | 115-11-7 | C4H8 | HW | HW-6239 | - | Fixed | GD-A80-70series | 0～100%LEL
Isobuten | i-C4H8 | 115-11-7 | C4H8 | HW | HW-6239 | - | Fixed | SD-1(TYPE GP)series | 0～100%LEL
Isobuten | i-C4H8 | 115-11-7 | C4H8 | HW | HW-6239 | - | Fixed | SD-D58(TYPE GP)series | 0～100%LEL
Isobuten | i-C4H8 | 115-11-7 | C4H8 | HW | HW-6239/NC-6239 | - | Fixed | GD-A80series | 0～100%LEL/0～18000ppm
Isobuten | i-C4H8 | 115-11-7 | C4H8 | HW | HW-6239/NC-6239 | - | Fixed | GD-D58(TYPE GP)series | 0～100%LEL/0～18000ppm
Isobuten | i-C4H8 | 115-11-7 | C4H8 | HW | HW-6239/NC-6239 | - | Fixed | GD-D58(TYPE NC)series | 0～100%LEL/0～18000ppm
Isobuten | i-C4H8 | 115-11-7 | C4H8 | HW | HW-6239/NC-6239 | - | Fixed | SD-1(TYPE NC)series | 0～100%LEL/0～18000ppm
Isobuten | i-C4H8 | 115-11-7 | C4H8 | HW | HW-6239/NC-6239 | - | Fixed | SD-D58(TYPE NC)series | 0～100%LEL/0～18000ppm
Isobuten | i-C4H8 | 115-11-7 | C4H8 | SG | SG-8521 | - | Fixed | GD-A80Vseries | 0～100ppm/0～200ppm/0～300ppm/0～500ppm/0～1000ppm/0～2000ppm
Isobuten | i-C4H8 | 115-11-7 | C4H8 | SG | SG-8521 | - | Fixed | GD-D58・GHseries | 0～100ppm/0～200ppm/0～300ppm/0～500ppm/0～1000ppm/0～2000ppm
Isobuten | i-C4H8 | 115-11-7 | C4H8 | SG | SG-8521 | - | Fixed | SD-1GHseries | 0～100ppm/0～200ppm/0～300ppm/0～500ppm/0～1000ppm/0～2000ppm
Isobuten | i-C4H8 | 115-11-7 | C4H8 | SG | SG-8521 | - | Fixed | SD-D58・GHseries | 0～100ppm/0～200ppm/0～300ppm/0～500ppm/0～1000ppm/0～2000ppm
Isobuten | i-C4H8 | 115-11-7 | C4H8 | SH | SH-8661 | - | Portable | SP-220(TYPE H2) | 0～10000ppm
Isobuten | i-C4H8 | 115-11-7 | C4H8 | PID | PSI-001 | - | Portable | GX-6000 | 0～50000ppb
Isobuten | i-C4H8 | 115-11-7 | C4H8 | PID | PSI-002 | - | Portable | GX-6000 | 0～6000ppm
Isobuten | i-C4H8 | 115-11-7 | C4H8 | PID | PSI-003 | - | Portable | GX-6000 | 0～100ppm
Isobuten | i-C4H8 | 115-11-7 | C4H8 | HW | NC-6215 | - | Portable | GP-1000(Specified cal.gas) | 0～100%LEL
Isobutyl acetate | AcOBu | 110-19-0 | C6H12O2 | HW | HW-6211 | - | Fixed | SD-1(TYPE GP)series | ～100%LEL
Isobutyl acetate | AcOBu | 110-19-0 | C6H12O2 | HW | HW-6211 | - | Fixed | SD-D58(TYPE GP)series | ～100%LEL
Isobutyl acetate | AcOBu | 110-19-0 | C6H12O2 | HW | HW-6211/NC-6211 | - | Fixed | GD-A80series | ～100%LEL/～13000ppm
Isobutyl acetate | AcOBu | 110-19-0 | C6H12O2 | HW | HW-6211/NC-6211 | - | Fixed | GD-D58(TYPE GP)series | ～100%LEL/～13000ppm
Isobutyl acetate | AcOBu | 110-19-0 | C6H12O2 | HW | HW-6211/NC-6211 | - | Fixed | GD-D58(TYPE NC)series | ～100%LEL/～13000ppm
Isobutyl acetate | AcOBu | 110-19-0 | C6H12O2 | HW | HW-6211/NC-6211 | - | Fixed | SD-1(TYPE NC)series | ～100%LEL/～13000ppm
Isobutyl acetate | AcOBu | 110-19-0 | C6H12O2 | HW | HW-6211/NC-6211 | - | Fixed | SD-D58(TYPE NC)series | ～100%LEL/～13000ppm
Isobutyl Acrylate | i-BA | 106-63-8 | C7H12O2 | SG | SG-8521 | - | Fixed | GD-A80Vseries | 0～50ppm/0～100ppm/0～200ppm/0～300ppm/0～500ppm
Isobutyl Acrylate | i-BA | 106-63-8 | C7H12O2 | SG | SG-8521 | - | Fixed | GD-D58・GHseries | 0～50ppm/0～100ppm/0～200ppm/0～300ppm/0～500ppm
Isobutyl Acrylate | i-BA | 106-63-8 | C7H12O2 | SG | SG-8521 | - | Fixed | SD-1GHseries | 0～50ppm/0～100ppm/0～200ppm/0～300ppm/0～500ppm
Isobutyl Acrylate | i-BA | 106-63-8 | C7H12O2 | SG | SG-8521 | - | Fixed | SD-D58・GHseries | 0～50ppm/0～100ppm/0～200ppm/0～300ppm/0～500ppm
Isododecane | iC12H26 | 31807-55-3 | C12H26 | HW | HW-6206 | - | Fixed | SD-2500 | 0～100%LEL | Upper limit of operating temperature of instrument: SD-2500=160℃/SD-2600=200℃/SD-2700：250℃
Isododecane | iC12H26 | 31807-55-3 | C12H26 | HW | HW-6206 | - | Fixed | SD-2600 | 0～100%LEL | Upper limit of operating temperature of instrument: SD-2500=160℃/SD-2600=200℃/SD-2700：250℃
Isododecane | iC12H26 | 31807-55-3 | C12H26 | HW | HW-6206 | - | Fixed | SD-2700 | 0～100%LEL | Upper limit of operating temperature of instrument: SD-2500=160℃/SD-2600=200℃/SD-2700：250℃
Isododecane | iC12H26 | 31807-55-3 | C12H26 | HW | HW-6207 | - | Fixed | GD-A2400 | 0～100%LEL | Upper limit of operating temperature of instrument: GD-A2400=160℃
Isododecane | iC12H26 | 31807-55-3 | C12H26 | HW | HW-6208 | - | Fixed | SD-2500 | 0～100%LEL | HW-6206 temperature sorted sensor, Upper limit of operating temperature of instrument: SD-2500=160℃/SD-2600=200℃/SD-2700：250℃
Isododecane | iC12H26 | 31807-55-3 | C12H26 | HW | HW-6208 | - | Fixed | SD-2600 | 0～100%LEL | HW-6206 temperature sorted sensor, Upper limit of operating temperature of instrument: SD-2500=160℃/SD-2600=200℃/SD-2700：250℃
Isododecane | iC12H26 | 31807-55-3 | C12H26 | HW | HW-6208 | - | Fixed | SD-2700 | 0～100%LEL | HW-6206 temperature sorted sensor, Upper limit of operating temperature of instrument: SD-2500=160℃/SD-2600=200℃/SD-2700：250℃
Isododecane | iC12H26 | 31807-55-3 | C12H26 | HW | HW-6212 | - | Fixed | GD-A80-70series | 0～100%LEL
Isododecane | iC12H26 | 31807-55-3 | C12H26 | SG | SG-8521 | - | Fixed | GD-A80Vseries | 0～30ppm/0～50ppm/0～100ppm/0～200ppm/0～300ppm/0～500ppm/0～1000ppm
Isododecane | iC12H26 | 31807-55-3 | C12H26 | SG | SG-8521 | - | Fixed | GD-D58・GHseries | 0～30ppm/0～50ppm/0～100ppm/0～200ppm/0～300ppm/0～500ppm/0～1000ppm
Isododecane | iC12H26 | 31807-55-3 | C12H26 | SG | SG-8521 | - | Fixed | SD-1GHseries | 0～30ppm/0～50ppm/0～100ppm/0～200ppm/0～300ppm/0～500ppm/0～1000ppm
Isododecane | iC12H26 | 31807-55-3 | C12H26 | SG | SG-8521 | - | Fixed | SD-D58・GHseries | 0～30ppm/0～50ppm/0～100ppm/0～200ppm/0～300ppm/0～500ppm/0～1000ppm
Isoflurane | ISOFLRN | 26675-46-7 | C3H2OF5CL | IF | IFM-8024 | O2 | Portable | FI-8000 | 0～8vol%
Isoflurane | ISOFLRN | 26675-46-7 | C3H2OF5CL | IF | IFM-8024 | AIR | Portable | FI-8000 | 0～8vol%
Isoflurane | ISOFLRN | 26675-46-7 | C3H2OF5CL | IF | IFM-8024 | O2 | Portable | FI-8000 | 0～8vol%
Isohexane | i-C6H14 | 110-54-3 | C6H14 | HW | HW-6211 | - | Fixed | SD-1(TYPE GP)series | ～100%LEL
Isohexane | i-C6H14 | 110-54-3 | C6H14 | HW | HW-6211 | - | Fixed | SD-D58(TYPE GP)series | ～100%LEL
Isohexane | i-C6H14 | 110-54-3 | C6H14 | HW | HW-6211/NC-6211 | - | Fixed | GD-A80series | ～100%LEL/～11000ppm
Isohexane | i-C6H14 | 110-54-3 | C6H14 | HW | HW-6211/NC-6211 | - | Fixed | GD-D58(TYPE GP)series | ～100%LEL/～11000ppm
Isohexane | i-C6H14 | 110-54-3 | C6H14 | HW | HW-6211/NC-6211 | - | Fixed | GD-D58(TYPE NC)series | ～100%LEL/～11000ppm
Isohexane | i-C6H14 | 110-54-3 | C6H14 | HW | HW-6211/NC-6211 | - | Fixed | SD-1(TYPE NC)series | ～100%LEL/～11000ppm
Isohexane | i-C6H14 | 110-54-3 | C6H14 | HW | HW-6211/NC-6211 | - | Fixed | SD-D58(TYPE NC)series | ～100%LEL/～11000ppm
Isooctane | i-C8H18 | 540-84-1 | C8H18 | HW | HW-6211 | - | Fixed | SD-1(TYPE GP)series | ～100%LEL
Isooctane | i-C8H18 | 540-84-1 | C8H18 | HW | HW-6211 | - | Fixed | SD-D58(TYPE GP)series | ～100%LEL
Isooctane | i-C8H18 | 540-84-1 | C8H18 | HW | HW-6211/NC-6211 | - | Fixed | GD-A80series | ～100%LEL/～8000ppm
Isooctane | i-C8H18 | 540-84-1 | C8H18 | HW | HW-6211/NC-6211 | - | Fixed | GD-D58(TYPE GP)series | ～100%LEL/～8000ppm
Isooctane | i-C8H18 | 540-84-1 | C8H18 | HW | HW-6211/NC-6211 | - | Fixed | GD-D58(TYPE NC)series | ～100%LEL/～8000ppm
Isooctane | i-C8H18 | 540-84-1 | C8H18 | HW | HW-6211/NC-6211 | - | Fixed | SD-1(TYPE NC)series | ～100%LEL/～8000ppm
Isooctane | i-C8H18 | 540-84-1 | C8H18 | HW | HW-6211/NC-6211 | - | Fixed | SD-D58(TYPE NC)series | ～100%LEL/～8000ppm
ISOPAR H FLUID | ISOPARH | 64742-48-9 | - | HW | NC-6307 | - | Portable | NC-1000(Specified cal. Gas) | 0～10000ppm
IsoPentane | i-C5H12 | 78-78-4 | C5H12 | RI | DE-3315-2 | - | Fixed | SD-1RIseries | 0～100%LEL
IsoPentane | i-C5H12 | 78-78-4 | C5H12 | HW | HW-6211 | - | Fixed | SD-1(TYPE GP)series | ～100%LEL
IsoPentane | i-C5H12 | 78-78-4 | C5H12 | HW | HW-6211 | - | Fixed | SD-D58(TYPE GP)series | ～100%LEL
IsoPentane | i-C5H12 | 78-78-4 | C5H12 | HW | HW-6211/NC-6211 | - | Fixed | GD-A80series | ～100%LEL/～13000ppm
IsoPentane | i-C5H12 | 78-78-4 | C5H12 | HW | HW-6211/NC-6211 | - | Fixed | GD-D58(TYPE GP)series | ～100%LEL/～13000ppm
IsoPentane | i-C5H12 | 78-78-4 | C5H12 | HW | HW-6211/NC-6211 | - | Fixed | GD-D58(TYPE NC)series | ～100%LEL/～13000ppm
IsoPentane | i-C5H12 | 78-78-4 | C5H12 | HW | HW-6211/NC-6211 | - | Fixed | SD-1(TYPE NC)series | ～100%LEL/～13000ppm
IsoPentane | i-C5H12 | 78-78-4 | C5H12 | HW | HW-6211/NC-6211 | - | Fixed | SD-D58(TYPE NC)series | ～100%LEL/～13000ppm
IsoPentane | i-C5H12 | 78-78-4 | C5H12 | SG | SG-8521 | - | Fixed | GD-A80Vseries | 0～200ppm/0～300ppm/0～500ppm/0～1000ppm/0～2000ppm
IsoPentane | i-C5H12 | 78-78-4 | C5H12 | SG | SG-8521 | - | Fixed | GD-D58・GHseries | 0～200ppm/0～300ppm/0～500ppm/0～1000ppm/0～2000ppm
IsoPentane | i-C5H12 | 78-78-4 | C5H12 | SG | SG-8521 | - | Fixed | SD-1GHseries | 0～200ppm/0～300ppm/0～500ppm/0～1000ppm/0～2000ppm
IsoPentane | i-C5H12 | 78-78-4 | C5H12 | SG | SG-8521 | - | Fixed | SD-D58・GHseries | 0～200ppm/0～300ppm/0～500ppm/0～1000ppm/0～2000ppm
Isopentyl acetate | iPenOAc | 123-92-2 | C7H14O2 | HW | HW-6211 | - | Fixed | SD-1(TYPE GP)series | ～100%LEL
Isopentyl acetate | iPenOAc | 123-92-2 | C7H14O2 | HW | HW-6211 | - | Fixed | SD-D58(TYPE GP)series | ～100%LEL
Isopentyl acetate | iPenOAc | 123-92-2 | C7H14O2 | HW | HW-6211/NC-6211 | - | Fixed | GD-A80series | ～100%LEL/～10000ppm
Isopentyl acetate | iPenOAc | 123-92-2 | C7H14O2 | HW | HW-6211/NC-6211 | - | Fixed | GD-D58(TYPE GP)series | ～100%LEL/～10000ppm
Isopentyl acetate | iPenOAc | 123-92-2 | C7H14O2 | HW | HW-6211/NC-6211 | - | Fixed | GD-D58(TYPE NC)series | ～100%LEL/～10000ppm
Isopentyl acetate | iPenOAc | 123-92-2 | C7H14O2 | HW | HW-6211/NC-6211 | - | Fixed | SD-1(TYPE NC)series | ～100%LEL/～10000ppm
Isopentyl acetate | iPenOAc | 123-92-2 | C7H14O2 | HW | HW-6211/NC-6211 | - | Fixed | SD-D58(TYPE NC)series | ～100%LEL/～10000ppm
Isopentyl acetate | iPenOAc | 123-92-2 | C7H14O2 | HW | HW-6206 | - | Fixed | SD-2500 | 0～100%LEL | Upper limit of operating temperature of instrument: SD-2500=160℃/SD-2600=200℃/SD-2700：250℃
Isopentyl acetate | iPenOAc | 123-92-2 | C7H14O2 | HW | HW-6206 | - | Fixed | SD-2600 | 0～100%LEL | Upper limit of operating temperature of instrument: SD-2500=160℃/SD-2600=200℃/SD-2700：250℃
Isopentyl acetate | iPenOAc | 123-92-2 | C7H14O2 | HW | HW-6206 | - | Fixed | SD-2700 | 0～100%LEL | Upper limit of operating temperature of instrument: SD-2500=160℃/SD-2600=200℃/SD-2700：250℃
Isopentyl acetate | iPenOAc | 123-92-2 | C7H14O2 | HW | HW-6207 | - | Fixed | GD-A2400 | 0～100%LEL | Upper limit of operating temperature of instrument: GD-A2400=160℃
Isopentyl acetate | iPenOAc | 123-92-2 | C7H14O2 | HW | HW-6208 | - | Fixed | SD-2500 | 0～100%LEL | HW-6206 temperature sorted sensor, Upper limit of operating temperature of instrument: SD-2500=160℃/SD-2600=200℃/SD-2700：250℃
Isopentyl acetate | iPenOAc | 123-92-2 | C7H14O2 | HW | HW-6208 | - | Fixed | SD-2600 | 0～100%LEL | HW-6206 temperature sorted sensor, Upper limit of operating temperature of instrument: SD-2500=160℃/SD-2600=200℃/SD-2700：250℃
Isopentyl acetate | iPenOAc | 123-92-2 | C7H14O2 | HW | HW-6208 | - | Fixed | SD-2700 | 0～100%LEL | HW-6206 temperature sorted sensor, Upper limit of operating temperature of instrument: SD-2500=160℃/SD-2600=200℃/SD-2700：250℃
Isopentyl acetate | iPenOAc | 123-92-2 | C7H14O2 | HW | HW-6212 | - | Fixed | GD-A80-70series | 0～100%LEL
Isophorone | C9H14O | 78-59-1 | C9H14O | HW | HW-6206 | - | Fixed | SD-2500 | 0～100%LEL | Upper limit of operating temperature of instrument: SD-2500=160℃/SD-2600=200℃/SD-2700：250℃
Isophorone | C9H14O | 78-59-1 | C9H14O | HW | HW-6206 | - | Fixed | SD-2600 | 0～100%LEL | Upper limit of operating temperature of instrument: SD-2500=160℃/SD-2600=200℃/SD-2700：250℃
Isophorone | C9H14O | 78-59-1 | C9H14O | HW | HW-6206 | - | Fixed | SD-2700 | 0～100%LEL | Upper limit of operating temperature of instrument: SD-2500=160℃/SD-2600=200℃/SD-2700：250℃
Isophorone | C9H14O | 78-59-1 | C9H14O | HW | HW-6207 | - | Fixed | GD-A2400 | 0～100%LEL | Upper limit of operating temperature of instrument: GD-A2400=160℃
Isophorone | C9H14O | 78-59-1 | C9H14O | HW | HW-6208 | - | Fixed | SD-2500 | 0～100%LEL | HW-6206 temperature sorted sensor, Upper limit of operating temperature of instrument: SD-2500=160℃/SD-2600=200℃/SD-2700：250℃
Isophorone | C9H14O | 78-59-1 | C9H14O | HW | HW-6208 | - | Fixed | SD-2600 | 0～100%LEL | HW-6206 temperature sorted sensor, Upper limit of operating temperature of instrument: SD-2500=160℃/SD-2600=200℃/SD-2700：250℃
Isophorone | C9H14O | 78-59-1 | C9H14O | HW | HW-6208 | - | Fixed | SD-2700 | 0～100%LEL | HW-6206 temperature sorted sensor, Upper limit of operating temperature of instrument: SD-2500=160℃/SD-2600=200℃/SD-2700：250℃
Isophorone | C9H14O | 78-59-1 | C9H14O | HW | HW-6212 | - | Fixed | GD-A80-70series | 0～100%LEL
Isophorone | C9H14O | 78-59-1 | C9H14O | SG | SG-8521 | - | Fixed | GD-A80Vseries | 0～50ppm/0～100ppm
Isophorone | C9H14O | 78-59-1 | C9H14O | SG | SG-8521 | - | Fixed | GD-D58・GHseries | 0～50ppm/0～100ppm
Isophorone | C9H14O | 78-59-1 | C9H14O | SG | SG-8521 | - | Fixed | SD-1GHseries | 0～50ppm/0～100ppm
Isophorone | C9H14O | 78-59-1 | C9H14O | SG | SG-8521 | - | Fixed | SD-D58・GHseries | 0～50ppm/0～100ppm
Isoprene | C5H8 | 78-79-5 | C5H8 | HW | HW-6211 | - | Fixed | SD-1(TYPE GP)series | ～100%LEL
Isoprene | C5H8 | 78-79-5 | C5H8 | HW | HW-6211 | - | Fixed | SD-D58(TYPE GP)series | ～100%LEL
Isoprene | C5H8 | 78-79-5 | C5H8 | HW | HW-6211/NC-6211 | - | Fixed | GD-A80series | ～100%LEL/～10000ppm
Isoprene | C5H8 | 78-79-5 | C5H8 | HW | HW-6211/NC-6211 | - | Fixed | GD-D58(TYPE GP)series | ～100%LEL/～10000ppm
Isoprene | C5H8 | 78-79-5 | C5H8 | HW | HW-6211/NC-6211 | - | Fixed | GD-D58(TYPE NC)series | ～100%LEL/～10000ppm
Isoprene | C5H8 | 78-79-5 | C5H8 | HW | HW-6211/NC-6211 | - | Fixed | SD-1(TYPE NC)series | ～100%LEL/～10000ppm
Isoprene | C5H8 | 78-79-5 | C5H8 | HW | HW-6211/NC-6211 | - | Fixed | SD-D58(TYPE NC)series | ～100%LEL/～10000ppm
Isoprene | C5H8 | 78-79-5 | C5H8 | HW | NC-6250 | - | Fixed | GD-A80series | 0～100%LEL/0～10000ppm
Isoprene | C5H8 | 78-79-5 | C5H8 | HW | NC-6250 | - | Fixed | GD-D58(TYPE NC)series | 0～100%LEL/0～10000ppm
Isoprene | C5H8 | 78-79-5 | C5H8 | HW | HW-6206 | - | Fixed | SD-2500 | 0～100%LEL | Upper limit of operating temperature of instrument: SD-2500=160℃/SD-2600=200℃/SD-2700：250℃
Isoprene | C5H8 | 78-79-5 | C5H8 | HW | HW-6206 | - | Fixed | SD-2600 | 0～100%LEL | Upper limit of operating temperature of instrument: SD-2500=160℃/SD-2600=200℃/SD-2700：250℃
Isoprene | C5H8 | 78-79-5 | C5H8 | HW | HW-6206 | - | Fixed | SD-2700 | 0～100%LEL | Upper limit of operating temperature of instrument: SD-2500=160℃/SD-2600=200℃/SD-2700：250℃
Isoprene | C5H8 | 78-79-5 | C5H8 | HW | HW-6207 | - | Fixed | GD-A2400 | 0～100%LEL | Upper limit of operating temperature of instrument: GD-A2400=160℃
Isoprene | C5H8 | 78-79-5 | C5H8 | HW | HW-6208 | - | Fixed | SD-2500 | 0～100%LEL | HW-6206 temperature sorted sensor, Upper limit of operating temperature of instrument: SD-2500=160℃/SD-2600=200℃/SD-2700：250℃
Isoprene | C5H8 | 78-79-5 | C5H8 | HW | HW-6208 | - | Fixed | SD-2600 | 0～100%LEL | HW-6206 temperature sorted sensor, Upper limit of operating temperature of instrument: SD-2500=160℃/SD-2600=200℃/SD-2700：250℃
Isoprene | C5H8 | 78-79-5 | C5H8 | HW | HW-6208 | - | Fixed | SD-2700 | 0～100%LEL | HW-6206 temperature sorted sensor, Upper limit of operating temperature of instrument: SD-2500=160℃/SD-2600=200℃/SD-2700：250℃
Isoprene | C5H8 | 78-79-5 | C5H8 | HW | HW-6212 | - | Fixed | GD-A80-70series | 0～100%LEL
Isoprene | C5H8 | 78-79-5 | C5H8 | SG | SG-8521 | - | Fixed | GD-A80Vseries | 0～200ppm/0～300ppm/0～500ppm/0～1000ppm/0～2000ppm
Isoprene | C5H8 | 78-79-5 | C5H8 | SG | SG-8521 | - | Fixed | GD-D58・GHseries | 0～200ppm/0～300ppm/0～500ppm/0～1000ppm/0～2000ppm
Isoprene | C5H8 | 78-79-5 | C5H8 | SG | SG-8521 | - | Fixed | SD-1GHseries | 0～200ppm/0～300ppm/0～500ppm/0～1000ppm/0～2000ppm
Isoprene | C5H8 | 78-79-5 | C5H8 | SG | SG-8521 | - | Fixed | SD-D58・GHseries | 0～200ppm/0～300ppm/0～500ppm/0～1000ppm/0～2000ppm
Isoprene | C5H8 | 78-79-5 | C5H8 | HW | NC-6215 | - | Portable | GP-1000(Specified cal.gas) | 0～100%LEL
Isopropyl Alcohol | IPA | 67-63-0 | C3H8O | SG | SGU-8521 | - | Fixed | GD-70Dseries | 0～2000ppm
Isopropyl Alcohol | IPA | 67-63-0 | C3H8O | SG | SGU-8521 | - | Fixed | TP-70D | 0～2000ppm
Isopropyl Alcohol | IPA | 67-63-0 | C3H8O | HW | NCU‐6211 | - | Fixed | GD-70Dseries | 0～100%LEL | Confirm that GD-70D is non-explosion proof
Isopropyl Alcohol | IPA | 67-63-0 | C3H8O | HW | NCU‐6211 | - | Fixed | TP-70D | 0～100%LEL | Confirm that GD-70D is non-explosion proof
Isopropyl Alcohol | IPA | 67-63-0 | C3H8O | HW | NCU-6250 | - | Fixed | GD-70Dseries | 0～100%LEL | Confirm that GD-70D is non-explosion proof
Isopropyl Alcohol | IPA | 67-63-0 | C3H8O | HW | NCU-6250 | - | Fixed | TP-70D | 0～100%LEL | Confirm that GD-70D is non-explosion proof
Isopropyl Alcohol | IPA | 67-63-0 | C3H8O | RI | DE-2113-35 | - | Fixed | RI-257 | 0～10000ppm
Isopropyl Alcohol | IPA | 67-63-0 | C3H8O | RI | DE-3315-2 | - | Fixed | SD-1RIseries | 0～100%LEL
Isopropyl Alcohol | IPA | 67-63-0 | C3H8O | HW | HW-6211 | - | Fixed | SD-1(TYPE GP)series | ～100%LEL
Isopropyl Alcohol | IPA | 67-63-0 | C3H8O | HW | HW-6211 | - | Fixed | SD-D58(TYPE GP)series | ～100%LEL
Isopropyl Alcohol | IPA | 67-63-0 | C3H8O | HW | HW-6211/NC-6211 | - | Fixed | GD-A80series | ～100%LEL/～20000ppm
Isopropyl Alcohol | IPA | 67-63-0 | C3H8O | HW | HW-6211/NC-6211 | - | Fixed | GD-D58(TYPE GP)series | ～100%LEL/～20000ppm
Isopropyl Alcohol | IPA | 67-63-0 | C3H8O | HW | HW-6211/NC-6211 | - | Fixed | GD-D58(TYPE NC)series | ～100%LEL/～20000ppm
Isopropyl Alcohol | IPA | 67-63-0 | C3H8O | HW | HW-6211/NC-6211 | - | Fixed | SD-1(TYPE NC)series | ～100%LEL/～20000ppm
Isopropyl Alcohol | IPA | 67-63-0 | C3H8O | HW | HW-6211/NC-6211 | - | Fixed | SD-D58(TYPE NC)series | ～100%LEL/～20000ppm
Isopropyl Alcohol | IPA | 67-63-0 | C3H8O | HW | NC-6250 | - | Fixed | GD-A80series | 0～100%LEL/0～20000ppm
Isopropyl Alcohol | IPA | 67-63-0 | C3H8O | HW | NC-6250 | - | Fixed | GD-D58(TYPE NC)series | 0～100%LEL/0～20000ppm
Isopropyl Alcohol | IPA | 67-63-0 | C3H8O | HW | HW-6206 | - | Fixed | SD-2500 | 0～100%LEL | Upper limit of operating temperature of instrument: SD-2500=160℃/SD-2600=200℃/SD-2700：250℃
Isopropyl Alcohol | IPA | 67-63-0 | C3H8O | HW | HW-6206 | - | Fixed | SD-2600 | 0～100%LEL | Upper limit of operating temperature of instrument: SD-2500=160℃/SD-2600=200℃/SD-2700：250℃
Isopropyl Alcohol | IPA | 67-63-0 | C3H8O | HW | HW-6206 | - | Fixed | SD-2700 | 0～100%LEL | Upper limit of operating temperature of instrument: SD-2500=160℃/SD-2600=200℃/SD-2700：250℃
Isopropyl Alcohol | IPA | 67-63-0 | C3H8O | HW | HW-6207 | - | Fixed | GD-A2400 | 0～100%LEL | Upper limit of operating temperature of instrument: GD-A2400=160℃
Isopropyl Alcohol | IPA | 67-63-0 | C3H8O | HW | HW-6208 | - | Fixed | SD-2500 | 0～100%LEL | HW-6206 temperature sorted sensor, Upper limit of operating temperature of instrument: SD-2500=160℃/SD-2600=200℃/SD-2700：250℃
Isopropyl Alcohol | IPA | 67-63-0 | C3H8O | HW | HW-6208 | - | Fixed | SD-2600 | 0～100%LEL | HW-6206 temperature sorted sensor, Upper limit of operating temperature of instrument: SD-2500=160℃/SD-2600=200℃/SD-2700：250℃
Isopropyl Alcohol | IPA | 67-63-0 | C3H8O | HW | HW-6208 | - | Fixed | SD-2700 | 0～100%LEL | HW-6206 temperature sorted sensor, Upper limit of operating temperature of instrument: SD-2500=160℃/SD-2600=200℃/SD-2700：250℃
Isopropyl Alcohol | IPA | 67-63-0 | C3H8O | HW | HW-6212 | - | Fixed | GD-A80-70series | 0～100%LEL
Isopropyl Alcohol | IPA | 67-63-0 | C3H8O | SG | SG-8511 | - | Fixed | GD-A80Vseries | 0～3000ppm/0～5000ppm/0～10000ppm
Isopropyl Alcohol | IPA | 67-63-0 | C3H8O | SG | SG-8511 | - | Fixed | GD-D58・GHseries | 0～3000ppm/0～5000ppm/0～10000ppm
Isopropyl Alcohol | IPA | 67-63-0 | C3H8O | SG | SG-8511 | - | Fixed | SD-1GHseries | 0～3000ppm/0～5000ppm/0～10000ppm
Isopropyl Alcohol | IPA | 67-63-0 | C3H8O | SG | SG-8511 | - | Fixed | SD-D58・GHseries | 0～3000ppm/0～5000ppm/0～10000ppm
Isopropyl Alcohol | IPA | 67-63-0 | C3H8O | SG | SG-8521 | - | Fixed | GD-A80Vseries | 0～300ppm/0～500ppm/0～1000ppm/0～2000ppm
Isopropyl Alcohol | IPA | 67-63-0 | C3H8O | SG | SG-8521 | - | Fixed | GD-D58・GHseries | 0～300ppm/0～500ppm/0～1000ppm/0～2000ppm
Isopropyl Alcohol | IPA | 67-63-0 | C3H8O | SG | SG-8521 | - | Fixed | SD-1GHseries | 0～300ppm/0～500ppm/0～1000ppm/0～2000ppm
Isopropyl Alcohol | IPA | 67-63-0 | C3H8O | SG | SG-8521 | - | Fixed | SD-D58・GHseries | 0～300ppm/0～500ppm/0～1000ppm/0～2000ppm
Isopropyl Alcohol | IPA | 67-63-0 | C3H8O | SG | SG-8565 | - | Fixed | GD-A80Vseries | 0～100ppm/0～200ppm/0～300ppm/0～500ppm/0～1000ppm/0～2000ppm/0～3000ppm/0～5000ppm
Isopropyl Alcohol | IPA | 67-63-0 | C3H8O | SG | SG-8565 | - | Fixed | GD-D58・GHseries | 0～100ppm/0～200ppm/0～300ppm/0～500ppm/0～1000ppm/0～2000ppm/0～3000ppm/0～5000ppm
Isopropyl Alcohol | IPA | 67-63-0 | C3H8O | SG | SG-8565 | - | Fixed | SD-1GHseries | 0～100ppm/0～200ppm/0～300ppm/0～500ppm/0～1000ppm/0～2000ppm/0～3000ppm/0～5000ppm
Isopropyl Alcohol | IPA | 67-63-0 | C3H8O | SG | SG-8565 | - | Fixed | SD-D58・GHseries | 0～100ppm/0～200ppm/0～300ppm/0～500ppm/0～1000ppm/0～2000ppm/0～3000ppm/0～5000ppm
Isopropyl Alcohol | IPA | 67-63-0 | C3H8O | HW | NC-6215 | - | Portable | GP-1000(HC/CH4) | 0～100%LEL
Isopropyl Alcohol | IPA | 67-63-0 | C3H8O | HW | NC-6307 | - | Portable | NC-1000(HC/CH4) | 0～10000ppm
Isopropyl Alcohol | IPA | 67-63-0 | C3H8O | SH | SH-8662 | - | Portable | SP-220(TYPE SC) | 0～10ppm
Isopropyl Alcohol | IPA | 67-63-0 | C3H8O | IF | IFM-8048 | AIR | Portable | FI-8000 | 0～100%LEL
Isopropyl chloride | IPC | 75-29-6 | C3H7CL | SG | SG-8523 | - | Fixed | GD-A80Vseries | 0～50ppm/0～100ppm/0～200ppm/0～300ppm/0～500ppm/0～1000ppm/0～2000ppm
Isopropyl chloride | IPC | 75-29-6 | C3H7CL | SG | SG-8523 | - | Fixed | GD-D58・GHseries | 0～50ppm/0～100ppm/0～200ppm/0～300ppm/0～500ppm/0～1000ppm/0～2000ppm
Isopropyl chloride | IPC | 75-29-6 | C3H7CL | SG | SG-8523 | - | Fixed | SD-1GHseries | 0～50ppm/0～100ppm/0～200ppm/0～300ppm/0～500ppm/0～1000ppm/0～2000ppm
Isopropyl chloride | IPC | 75-29-6 | C3H7CL | SG | SG-8523 | - | Fixed | SD-D58・GHseries | 0～50ppm/0～100ppm/0～200ppm/0～300ppm/0～500ppm/0～1000ppm/0～2000ppm
Isopropyl ether | IPE | 108-20-3 | C6H14O | HW | HW-6211 | - | Fixed | SD-1(TYPE GP)series | ～100%LEL
Isopropyl ether | IPE | 108-20-3 | C6H14O | HW | HW-6211 | - | Fixed | SD-D58(TYPE GP)series | ～100%LEL
Isopropyl ether | IPE | 108-20-3 | C6H14O | HW | HW-6211/NC-6211 | - | Fixed | GD-A80series | ～100%LEL/～14000ppm
Isopropyl ether | IPE | 108-20-3 | C6H14O | HW | HW-6211/NC-6211 | - | Fixed | GD-D58(TYPE GP)series | ～100%LEL/～14000ppm
Isopropyl ether | IPE | 108-20-3 | C6H14O | HW | HW-6211/NC-6211 | - | Fixed | GD-D58(TYPE NC)series | ～100%LEL/～14000ppm
Isopropyl ether | IPE | 108-20-3 | C6H14O | HW | HW-6211/NC-6211 | - | Fixed | SD-1(TYPE NC)series | ～100%LEL/～14000ppm
Isopropyl ether | IPE | 108-20-3 | C6H14O | HW | HW-6211/NC-6211 | - | Fixed | SD-D58(TYPE NC)series | ～100%LEL/～14000ppm
Isopropyl ether | IPE | 108-20-3 | C6H14O | SG | SG-8521 | - | Fixed | GD-A80Vseries | 0～100ppm/0～200ppm/0～300ppm/0～500ppm/0～1000ppm/0～2000ppm/0～3000ppm/0～5000ppm
Isopropyl ether | IPE | 108-20-3 | C6H14O | SG | SG-8521 | - | Fixed | GD-D58・GHseries | 0～100ppm/0～200ppm/0～300ppm/0～500ppm/0～1000ppm/0～2000ppm/0～3000ppm/0～5000ppm
Isopropyl ether | IPE | 108-20-3 | C6H14O | SG | SG-8521 | - | Fixed | SD-1GHseries | 0～100ppm/0～200ppm/0～300ppm/0～500ppm/0～1000ppm/0～2000ppm/0～3000ppm/0～5000ppm
Isopropyl ether | IPE | 108-20-3 | C6H14O | SG | SG-8521 | - | Fixed | SD-D58・GHseries | 0～100ppm/0～200ppm/0～300ppm/0～500ppm/0～1000ppm/0～2000ppm/0～3000ppm/0～5000ppm
JET-A1 | JET-A1 | - | - | HW | HW-6211 | - | Fixed | SD-1(TYPE GP)series | ～100%LEL
JET-A1 | JET-A1 | - | - | HW | HW-6211 | - | Fixed | SD-D58(TYPE GP)series | ～100%LEL
JET-A1 | JET-A1 | - | - | HW | HW-6211/NC-6211 | - | Fixed | GD-A80series | ～100%LEL/～7000ppm
JET-A1 | JET-A1 | - | - | HW | HW-6211/NC-6211 | - | Fixed | GD-D58(TYPE GP)series | ～100%LEL/～7000ppm
JET-A1 | JET-A1 | - | - | HW | HW-6211/NC-6211 | - | Fixed | GD-D58(TYPE NC)series | ～100%LEL/～7000ppm
JET-A1 | JET-A1 | - | - | HW | HW-6211/NC-6211 | - | Fixed | SD-1(TYPE NC)series | ～100%LEL/～7000ppm
JET-A1 | JET-A1 | - | - | HW | HW-6211/NC-6211 | - | Fixed | SD-D58(TYPE NC)series | ～100%LEL/～7000ppm
JP-4 | JP-4 | - | - | HW | HW-6211/NC-6211 | - | Fixed | GD-A80series | ～50%LEL/～5000ppm
JP-4 | JP-4 | - | - | HW | HW-6211/NC-6211 | - | Fixed | GD-D58(TYPE GP)series | ～50%LEL/～5000ppm
JP-4 | JP-4 | - | - | HW | HW-6211/NC-6211 | - | Fixed | GD-D58(TYPE NC)series | ～50%LEL/～5000ppm
JP-4 | JP-4 | - | - | HW | HW-6211/NC-6211 | - | Fixed | SD-1(TYPE NC)series | ～50%LEL/～5000ppm
JP-4 | JP-4 | - | - | HW | HW-6211/NC-6211 | - | Fixed | SD-D58(TYPE NC)series | ～50%LEL/～5000ppm
JP-4 | JP-4 | - | - | SG | SG-8521 | - | Fixed | GD-A80Vseries | 0～100ppm/0～200ppm/0～300ppm/0～500ppm/0～1000ppm/0～2000ppm
JP-4 | JP-4 | - | - | SG | SG-8521 | - | Fixed | GD-D58・GHseries | 0～100ppm/0～200ppm/0～300ppm/0～500ppm/0～1000ppm/0～2000ppm
JP-4 | JP-4 | - | - | SG | SG-8521 | - | Fixed | SD-1GHseries | 0～100ppm/0～200ppm/0～300ppm/0～500ppm/0～1000ppm/0～2000ppm
JP-4 | JP-4 | - | - | SG | SG-8521 | - | Fixed | SD-D58・GHseries | 0～100ppm/0～200ppm/0～300ppm/0～500ppm/0～1000ppm/0～2000ppm
JP-5 | JP-5 | - | - | SG | SG-8521 | - | Fixed | GD-A80Vseries | 0～100ppm/0～200ppm
JP-5 | JP-5 | - | - | SG | SG-8521 | - | Fixed | GD-D58・GHseries | 0～100ppm/0～200ppm
JP-5 | JP-5 | - | - | SG | SG-8521 | - | Fixed | SD-1GHseries | 0～100ppm/0～200ppm
JP-5 | JP-5 | - | - | SG | SG-8521 | - | Fixed | SD-D58・GHseries | 0～100ppm/0～200ppm
JP-8 | JP-8 | - | - | HW | NC-6211 | - | Fixed | GD-A80series | ～50%LEL/～4500ppm
JP-8 | JP-8 | - | - | HW | NC-6211 | - | Fixed | GD-D58(TYPE GP)series | ～50%LEL/～4500ppm
JP-8 | JP-8 | - | - | HW | NC-6211 | - | Fixed | GD-D58(TYPE NC)series | ～50%LEL/～4500ppm
JP-8 | JP-8 | - | - | HW | NC-6211 | - | Fixed | SD-1(TYPE NC)series | ～50%LEL/～4500ppm
JP-8 | JP-8 | - | - | HW | NC-6211 | - | Fixed | SD-D58(TYPE NC)series | ～50%LEL/～4500ppm
Kerosene | KEROSEN | 8008-20-6 | - | HW | NC-6211 | - | Fixed | SD-1(TYPE GP)series | ～100%LEL/～7000ppm
Kerosene | KEROSEN | 8008-20-6 | - | HW | NC-6211 | - | Fixed | SD-D58(TYPE GP)series | ～100%LEL/～7000ppm
Kerosene | KEROSEN | 8008-20-6 | - | HW | HW-6206 | - | Fixed | SD-2500 | 0～100%LEL | Upper limit of operating temperature of instrument: SD-2500=160℃/SD-2600=200℃/SD-2700：250℃
Kerosene | KEROSEN | 8008-20-6 | - | HW | HW-6206 | - | Fixed | SD-2600 | 0～100%LEL | Upper limit of operating temperature of instrument: SD-2500=160℃/SD-2600=200℃/SD-2700：250℃
Kerosene | KEROSEN | 8008-20-6 | - | HW | HW-6206 | - | Fixed | SD-2700 | 0～100%LEL | Upper limit of operating temperature of instrument: SD-2500=160℃/SD-2600=200℃/SD-2700：250℃
Kerosene | KEROSEN | 8008-20-6 | - | HW | HW-6207 | - | Fixed | GD-A2400 | 0～100%LEL | Upper limit of operating temperature of instrument: GD-A2400=160℃
Kerosene | KEROSEN | 8008-20-6 | - | HW | HW-6208 | - | Fixed | SD-2500 | 0～100%LEL | HW-6206 temperature sorted sensor, Upper limit of operating temperature of instrument: SD-2500=160℃/SD-2600=200℃/SD-2700：250℃
Kerosene | KEROSEN | 8008-20-6 | - | HW | HW-6208 | - | Fixed | SD-2600 | 0～100%LEL | HW-6206 temperature sorted sensor, Upper limit of operating temperature of instrument: SD-2500=160℃/SD-2600=200℃/SD-2700：250℃
Kerosene | KEROSEN | 8008-20-6 | - | HW | HW-6208 | - | Fixed | SD-2700 | 0～100%LEL | HW-6206 temperature sorted sensor, Upper limit of operating temperature of instrument: SD-2500=160℃/SD-2600=200℃/SD-2700：250℃
Kerosene | KEROSEN | 8008-20-6 | - | HW | HW-6212 | - | Fixed | GD-A80-70series | 0～100%LEL
Kerosene | KEROSEN | 8008-20-6 | - | SG | SG-8521 | - | Fixed | GD-A80Vseries | 0～200ppm/0～300ppm/0～500ppm/0～1000ppm/0～2000ppm
Kerosene | KEROSEN | 8008-20-6 | - | SG | SG-8521 | - | Fixed | GD-D58・GHseries | 0～200ppm/0～300ppm/0～500ppm/0～1000ppm/0～2000ppm
Kerosene | KEROSEN | 8008-20-6 | - | SG | SG-8521 | - | Fixed | SD-1GHseries | 0～200ppm/0～300ppm/0～500ppm/0～1000ppm/0～2000ppm
Kerosene | KEROSEN | 8008-20-6 | - | SG | SG-8521 | - | Fixed | SD-D58・GHseries | 0～200ppm/0～300ppm/0～500ppm/0～1000ppm/0～2000ppm
Limonene | LIMONEN | 138-86-3,5989-27-5 | C10H16 | HW | HW-6211/NC-6211 | - | Fixed | GD-A80series | ～90%LEL/～6300ppm
Limonene | LIMONEN | 138-86-3,5989-27-5 | C10H16 | HW | HW-6211/NC-6211 | - | Fixed | GD-D58(TYPE GP)series | ～90%LEL/～6300ppm
Limonene | LIMONEN | 138-86-3,5989-27-5 | C10H16 | HW | HW-6211/NC-6211 | - | Fixed | GD-D58(TYPE NC)series | ～90%LEL/～6300ppm
Limonene | LIMONEN | 138-86-3,5989-27-5 | C10H16 | HW | HW-6211/NC-6211 | - | Fixed | SD-1(TYPE NC)series | ～90%LEL/～6300ppm
Limonene | LIMONEN | 138-86-3,5989-27-5 | C10H16 | HW | HW-6211/NC-6211 | - | Fixed | SD-D58(TYPE NC)series | ～90%LEL/～6300ppm
LPG | LPG | - | - | SG | SGU-8511 | - | Fixed | GD-70Dseries | 0～10000ppm | Isobutane representative
LPG | LPG | - | - | SG | SGU-8511 | - | Fixed | TP-70D | 0～10000ppm | Isobutane representative
Mesityl oxide | MO | 141-79-7 | C6H10O | SG | SG-8521 | - | Fixed | GD-A80Vseries | 0～50ppm/0～100ppm/0～200ppm/0～300ppm/0～500ppm/0～1000ppm/0～2000ppm
Mesityl oxide | MO | 141-79-7 | C6H10O | SG | SG-8521 | - | Fixed | GD-D58・GHseries | 0～50ppm/0～100ppm/0～200ppm/0～300ppm/0～500ppm/0～1000ppm/0～2000ppm
Mesityl oxide | MO | 141-79-7 | C6H10O | SG | SG-8521 | - | Fixed | SD-1GHseries | 0～50ppm/0～100ppm/0～200ppm/0～300ppm/0～500ppm/0～1000ppm/0～2000ppm
Mesityl oxide | MO | 141-79-7 | C6H10O | SG | SG-8521 | - | Fixed | SD-D58・GHseries | 0～50ppm/0～100ppm/0～200ppm/0～300ppm/0～500ppm/0～1000ppm/0～2000ppm
Methacrolein | C4H6O | 78-85-3 | C4H6O | HW | HW-6211 | - | Fixed | SD-1(TYPE GP)series | ～100%LEL
Methacrolein | C4H6O | 78-85-3 | C4H6O | HW | HW-6211 | - | Fixed | SD-D58(TYPE GP)series | ～100%LEL
Methacrolein | C4H6O | 78-85-3 | C4H6O | HW | HW-6211/NC-6211 | - | Fixed | GD-A80series | ～100%LEL/～11000ppm
Methacrolein | C4H6O | 78-85-3 | C4H6O | HW | HW-6211/NC-6211 | - | Fixed | GD-D58(TYPE GP)series | ～100%LEL/～11000ppm
Methacrolein | C4H6O | 78-85-3 | C4H6O | HW | HW-6211/NC-6211 | - | Fixed | GD-D58(TYPE NC)series | ～100%LEL/～11000ppm
Methacrolein | C4H6O | 78-85-3 | C4H6O | HW | HW-6211/NC-6211 | - | Fixed | SD-1(TYPE NC)series | ～100%LEL/～11000ppm
Methacrolein | C4H6O | 78-85-3 | C4H6O | HW | HW-6211/NC-6211 | - | Fixed | SD-D58(TYPE NC)series | ～100%LEL/～11000ppm
Methacrolein | C4H6O | 78-85-3 | C4H6O | SG | SG-8521 | - | Fixed | GD-A80Vseries | 0～500ppm/0～1000ppm/0～2000ppm
Methacrolein | C4H6O | 78-85-3 | C4H6O | SG | SG-8521 | - | Fixed | GD-D58・GHseries | 0～500ppm/0～1000ppm/0～2000ppm
Methacrolein | C4H6O | 78-85-3 | C4H6O | SG | SG-8521 | - | Fixed | SD-1GHseries | 0～500ppm/0～1000ppm/0～2000ppm
Methacrolein | C4H6O | 78-85-3 | C4H6O | SG | SG-8521 | - | Fixed | SD-D58・GHseries | 0～500ppm/0～1000ppm/0～2000ppm
Methacrylic acid | MAA | 79-41-4 | C4H6O2 | HW | NC-6211 | - | Fixed | GD-A80series | ～25%LEL/～4000ppm
Methacrylic acid | MAA | 79-41-4 | C4H6O2 | HW | NC-6211 | - | Fixed | GD-D58(TYPE GP)series | ～25%LEL/～4000ppm
Methacrylic acid | MAA | 79-41-4 | C4H6O2 | HW | NC-6211 | - | Fixed | GD-D58(TYPE NC)series | ～25%LEL/～4000ppm
Methacrylic acid | MAA | 79-41-4 | C4H6O2 | HW | NC-6211 | - | Fixed | SD-1(TYPE NC)series | ～25%LEL/～4000ppm
Methacrylic acid | MAA | 79-41-4 | C4H6O2 | HW | NC-6211 | - | Fixed | SD-D58(TYPE NC)series | ～25%LEL/～4000ppm
Methacrylic acid | MAA | 79-41-4 | C4H6O2 | HW | HW-6206 | - | Fixed | SD-2500 | 0～100%LEL | Upper limit of operating temperature of instrument: SD-2500=160℃/SD-2600=200℃/SD-2700：250℃
Methacrylic acid | MAA | 79-41-4 | C4H6O2 | HW | HW-6206 | - | Fixed | SD-2600 | 0～100%LEL | Upper limit of operating temperature of instrument: SD-2500=160℃/SD-2600=200℃/SD-2700：250℃
Methacrylic acid | MAA | 79-41-4 | C4H6O2 | HW | HW-6206 | - | Fixed | SD-2700 | 0～100%LEL | Upper limit of operating temperature of instrument: SD-2500=160℃/SD-2600=200℃/SD-2700：250℃
Methacrylic acid | MAA | 79-41-4 | C4H6O2 | HW | HW-6207 | - | Fixed | GD-A2400 | 0～100%LEL | Upper limit of operating temperature of instrument: GD-A2400=160℃
Methacrylic acid | MAA | 79-41-4 | C4H6O2 | HW | HW-6208 | - | Fixed | SD-2500 | 0～100%LEL | HW-6206 temperature sorted sensor, Upper limit of operating temperature of instrument: SD-2500=160℃/SD-2600=200℃/SD-2700：250℃
Methacrylic acid | MAA | 79-41-4 | C4H6O2 | HW | HW-6208 | - | Fixed | SD-2600 | 0～100%LEL | HW-6206 temperature sorted sensor, Upper limit of operating temperature of instrument: SD-2500=160℃/SD-2600=200℃/SD-2700：250℃
Methacrylic acid | MAA | 79-41-4 | C4H6O2 | HW | HW-6208 | - | Fixed | SD-2700 | 0～100%LEL | HW-6206 temperature sorted sensor, Upper limit of operating temperature of instrument: SD-2500=160℃/SD-2600=200℃/SD-2700：250℃
Methacrylic acid | MAA | 79-41-4 | C4H6O2 | HW | HW-6212 | - | Fixed | GD-A80-70series | 0～100%LEL
Methacrylic acid | MAA | 79-41-4 | C4H6O2 | SG | SG-8562 | - | Fixed | GD-A80Vseries | 0～100ppm/0～200ppm/0～300ppm/0～500ppm/0～1000ppm
Methacrylic acid | MAA | 79-41-4 | C4H6O2 | SG | SG-8562 | - | Fixed | GD-D58・GHseries | 0～100ppm/0～200ppm/0～300ppm/0～500ppm/0～1000ppm
Methacrylic acid | MAA | 79-41-4 | C4H6O2 | SG | SG-8562 | - | Fixed | SD-1GHseries | 0～100ppm/0～200ppm/0～300ppm/0～500ppm/0～1000ppm
Methacrylic acid | MAA | 79-41-4 | C4H6O2 | SG | SG-8562 | - | Fixed | SD-D58・GHseries | 0～100ppm/0～200ppm/0～300ppm/0～500ppm/0～1000ppm
Methane | CH4 | 74-82-8 | CH4 | SG | SGU-8511 | - | Fixed | GD-70Dseries | 0～2.00vol%
Methane | CH4 | 74-82-8 | CH4 | SG | SGU-8511 | - | Fixed | TP-70D | 0～2.00vol%
Methane | CH4 | 74-82-8 | CH4 | SG | SGU-8511 | - | Fixed | GD-70Dseries | 0～5000ppm
Methane | CH4 | 74-82-8 | CH4 | SG | SGU-8511 | - | Fixed | TP-70D | 0～5000ppm
Methane | CH4 | 74-82-8 | CH4 | SG | SGU-8581 | - | Fixed | GD-70Dseries | 0～2000ppm
Methane | CH4 | 74-82-8 | CH4 | SG | SGU-8581 | - | Fixed | TP-70D | 0～2000ppm
Methane | CH4 | 74-82-8 | CH4 | SG | SGU-8581A | - | Fixed | GD-70Dseries | 0～2000ppm | Only for TSMC
Methane | CH4 | 74-82-8 | CH4 | SG | SGU-8581A | - | Fixed | TP-70D | 0～2000ppm | Only for TSMC
Methane | CH4 | 74-82-8 | CH4 | SG | SGU-8581 | - | Fixed | GD-70Dseries | 0～5000ppm
Methane | CH4 | 74-82-8 | CH4 | SG | SGU-8581 | - | Fixed | TP-70D | 0～5000ppm
Methane | CH4 | 74-82-8 | CH4 | HW | NCU‐6213 | - | Fixed | GD-70Dseries | 0～100%LEL | Confirm that GD-70D is non-explosion proof
Methane | CH4 | 74-82-8 | CH4 | HW | NCU‐6213 | - | Fixed | TP-70D | 0～100%LEL | Confirm that GD-70D is non-explosion proof
Methane | CH4 | 74-82-8 | CH4 | HW | NCU‐6213 | - | Fixed | GD-70Dseries | 0～2vol%
Methane | CH4 | 74-82-8 | CH4 | HW | NCU‐6213 | - | Fixed | TP-70D | 0～2vol%
Methane | CH4 | 74-82-8 | CH4 | HW | NCU‐6213 | - | Fixed | GD-70Dseries | 0～20000ppm
Methane | CH4 | 74-82-8 | CH4 | HW | NCU‐6213 | - | Fixed | TP-70D | 0～20000ppm
Methane | CH4 | 74-82-8 | CH4 | HW | NCU-6239 | - | Fixed | GD-70Dseries | 0～100%LEL | Confirm that GD-70D is non-explosion proof
Methane | CH4 | 74-82-8 | CH4 | HW | NCU-6239 | - | Fixed | TP-70D | 0～100%LEL | Confirm that GD-70D is non-explosion proof
Methane | CH4 | 74-82-8 | CH4 | RI | DET-6520-1 | - | Fixed | SDWL-1RIseries | 0～100%LEL
Methane | CH4 | 74-82-8 | CH4 | RI | DE-2113-50 | - | Fixed | RI-557 | 0～5vol%
Methane | CH4 | 74-82-8 | CH4 | RI | DE-2113-51 | - | Fixed | RI-557 | 0～20vol%
Methane | CH4 | 74-82-8 | CH4 | RI | DE-2113-52 | - | Fixed | RI-557 | 0～100vol%
Methane | CH4 | 74-82-8 | CH4 | RI | DE-3315-1 | - | Fixed | SD-1RIseries | 0～100%LEL
Methane | CH4 | 74-82-8 | CH4 | RI | DE-3315-1 | - | Fixed | SD-1RIseries | 0～100vol%
Methane | CH4 | 74-82-8 | CH4 | HW | HW-6213/NC-6213 | - | Fixed | GD-A80series | 0～100%LEL/0～50000ppm
Methane | CH4 | 74-82-8 | CH4 | HW | HW-6213/NC-6213 | - | Fixed | GD-D58(TYPE GP)series | 0～100%LEL/0～50000ppm
Methane | CH4 | 74-82-8 | CH4 | HW | HW-6213/NC-6213 | - | Fixed | GD-D58(TYPE NC)series | 0～100%LEL/0～50000ppm
Methane | CH4 | 74-82-8 | CH4 | HW | HW-6239 | - | Fixed | GD-A80-70series | 0～100%LEL
Methane | CH4 | 74-82-8 | CH4 | HW | HW-6239 | - | Fixed | SD-1(TYPE GP)series | 0～100%LEL
Methane | CH4 | 74-82-8 | CH4 | HW | HW-6239 | - | Fixed | SD-D58(TYPE GP)series | 0～100%LEL
Methane | CH4 | 74-82-8 | CH4 | HW | HW-6239/NC-6239 | - | Fixed | GD-A80series | 0～100%LEL/0～50000ppm
Methane | CH4 | 74-82-8 | CH4 | HW | HW-6239/NC-6239 | - | Fixed | GD-D58(TYPE GP)series | 0～100%LEL/0～50000ppm
Methane | CH4 | 74-82-8 | CH4 | HW | HW-6239/NC-6239 | - | Fixed | GD-D58(TYPE NC)series | 0～100%LEL/0～50000ppm
Methane | CH4 | 74-82-8 | CH4 | HW | HW-6239/NC-6239 | - | Fixed | SD-1(TYPE NC)series | 0～100%LEL/0～50000ppm
Methane | CH4 | 74-82-8 | CH4 | HW | HW-6239/NC-6239 | - | Fixed | SD-D58(TYPE NC)series | 0～100%LEL/0～50000ppm
Methane | CH4 | 74-82-8 | CH4 | HW | NC-6240A | - | Fixed | GD-A80series | 0～100%LEL/0～50000ppm
Methane | CH4 | 74-82-8 | CH4 | HW | NC-6240A | - | Fixed | GD-D58(TYPE NC)series | 0～100%LEL/0～50000ppm
Methane | CH4 | 74-82-8 | CH4 | HW | NC-6240A | - | Fixed | SD-1(TYPE NC)series | 0～100%LEL/0～50000ppm
Methane | CH4 | 74-82-8 | CH4 | HW | NC-6240A | - | Fixed | SD-D58(TYPE NC)series | 0～100%LEL/0～50000ppm
Methane | CH4 | 74-82-8 | CH4 | HW | NC-6245 | - | Fixed | GD-A80series | 0～100%LEL
Methane | CH4 | 74-82-8 | CH4 | HW | NC-6245 | - | Fixed | GD-D58(TYPE NC)series | 0～100%LEL
Methane | CH4 | 74-82-8 | CH4 | HW | NC-6245 | - | Fixed | SD-1(TYPE NC)series | 0～100%LEL
Methane | CH4 | 74-82-8 | CH4 | HW | NC-6245 | - | Fixed | SD-D58(TYPE NC)series | 0～100%LEL
Methane | CH4 | 74-82-8 | CH4 | SG | SG-8511 | - | Fixed | GD-A80Vseries | 0～1000ppm/0～2000ppm/0～2500ppm/0～3000ppm/0～3500ppm/0～5000ppm/0～10000ppm/0～12500ppm/0～15000ppm/0～20000ppm/0～30000ppm/0～50000ppm/0～50%LEL/0～100%LEL
Methane | CH4 | 74-82-8 | CH4 | SG | SG-8511 | - | Fixed | GD-D58・GHseries | 0～1000ppm/0～2000ppm/0～2500ppm/0～3000ppm/0～3500ppm/0～5000ppm/0～10000ppm/0～12500ppm/0～15000ppm/0～20000ppm/0～30000ppm/0～50000ppm/0～50%LEL/0～100%LEL
Methane | CH4 | 74-82-8 | CH4 | SG | SG-8511 | - | Fixed | SD-1GHseries | 0～1000ppm/0～2000ppm/0～2500ppm/0～3000ppm/0～3500ppm/0～5000ppm/0～10000ppm/0～12500ppm/0～15000ppm/0～20000ppm/0～30000ppm/0～50000ppm/0～50%LEL/0～100%LEL
Methane | CH4 | 74-82-8 | CH4 | SG | SG-8511 | - | Fixed | SD-D58・GHseries | 0～1000ppm/0～2000ppm/0～2500ppm/0～3000ppm/0～3500ppm/0～5000ppm/0～10000ppm/0～12500ppm/0～15000ppm/0～20000ppm/0～30000ppm/0～50000ppm/0～50%LEL/0～100%LEL
Methane | CH4 | 74-82-8 | CH4 | SG | SG-8581 | - | Fixed | GD-A80Vseries | 0～500ppm/0～1000ppm/0～2000ppm
Methane | CH4 | 74-82-8 | CH4 | SG | SG-8581 | - | Fixed | GD-D58・GHseries | 0～500ppm/0～1000ppm/0～2000ppm
Methane | CH4 | 74-82-8 | CH4 | SG | SG-8581 | - | Fixed | SD-1GHseries | 0～500ppm/0～1000ppm/0～2000ppm
Methane | CH4 | 74-82-8 | CH4 | SG | SG-8581 | - | Fixed | SD-D58・GHseries | 0～500ppm/0～1000ppm/0～2000ppm
Methane | CH4 | 74-82-8 | CH4 | SG | SG-8585 | - | Fixed | GD-A80Vseries | 0～500ppm/0～1000ppm/0～2000ppm
Methane | CH4 | 74-82-8 | CH4 | SG | SG-8585 | - | Fixed | GD-D58・GHseries | 0～500ppm/0～1000ppm/0～2000ppm
Methane | CH4 | 74-82-8 | CH4 | SG | SG-8585 | - | Fixed | SD-1GHseries | 0～500ppm/0～1000ppm/0～2000ppm
Methane | CH4 | 74-82-8 | CH4 | SG | SG-8585 | - | Fixed | SD-D58・GHseries | 0～500ppm/0～1000ppm/0～2000ppm
Methane | CH4 | 74-82-8 | CH4 | HW | NC-6264AZP | - | Portable | GX-2009 | 0～100%LEL
Methane | CH4 | 74-82-8 | CH4 | HW | NC-6264AZP | - | Portable | GX-2012 | 0～100%LEL
Methane | CH4 | 74-82-8 | CH4 | HW | NC-6264AZP | - | Portable | GX-2012GT | 0～100%LEL
Methane | CH4 | 74-82-8 | CH4 | HW | NC-6264AZP | - | Portable | GX-6000 | 0～100%LEL
Methane | CH4 | 74-82-8 | CH4 | HW | NC-6264AZP | - | Portable | GP-03 | 0～100%LEL
Methane | CH4 | 74-82-8 | CH4 | HW | NC-6215 | - | Portable | GX-8000 | 0～100%LEL
Methane | CH4 | 74-82-8 | CH4 | HW | NC-6215 | - | Portable | GX-8000(TYPE LEL) | 0～100%LEL
Methane | CH4 | 74-82-8 | CH4 | HW | NC-6215 | - | Portable | GP-1000(CH4) | 0～100%LEL
Methane | CH4 | 74-82-8 | CH4 | TE | TE-7561 | N2 | Portable | GX-2012 | 0～100vol%
Methane | CH4 | 74-82-8 | CH4 | TE | TE-7561 | N2 | Portable | GX-2012GT | 0～100vol%
Methane | CH4 | 74-82-8 | CH4 | SH | SH-8641 | - | Portable | GX-2012GT | 0～500ppm
Methane | CH4 | 74-82-8 | CH4 | TE | TE-7515 | N2 | Portable | GX-8000 | 0～100vol%
Methane | CH4 | 74-82-8 | CH4 | RI | DE-3113-13 | - | Portable | RX-8000 | 0～100%LEL～100vol%
Methane | CH4 | 74-82-8 | CH4 | RI | DE-3123-5 | - | Portable | RX-8500 | 0～100%LEL～100vol%
Methane | CH4 | 74-82-8 | CH4 | HW | NC-6307 | - | Portable | NC-1000(CH4) | 0～10000ppm
Methane | CH4 | 74-82-8 | CH4 | TE | TE-7515W | Air,N2,CO2 | Portable | NP-1000(CH4) | 0～100vol%
Methane | CH4 | 74-82-8 | CH4 | SH | SH-8662 | - | Portable | SP-220(TYPE SC) | 0～20ppm
Methane | CH4 | 74-82-8 | CH4 | SH | SH-8661 | - | Portable | SP-220(TYPE M) | 0～10000ppm
Methane | CH4 | 74-82-8 | CH4 | SH | SH-8661 | - | Portable | SP-220(TYPE ML) | 0～10000ppm
Methane | CH4 | 74-82-8 | CH4 | SH | SH-8661 | - | Portable | SP-220(TYPE H2) | 0～10000ppm
Methane | CH4 | 74-82-8 | CH4 | RI | DES-3311-3 | - | Portable | GX-6000 | 0～100%LEL～100vol%
Methane | CH4 | 74-82-8 | CH4 | IF | IFM-8048 | AIR | Portable | FI-8000 | 0～100%LEL
Methane | CH4 | 74-82-8 | CH4 | IF | IFM-8048 | N2 | Portable | FI-8000 | 0～100%LEL
Methane | CH4 | 74-82-8 | CH4 | IF | IFM-8048 | AIR | Portable | FI-8000 | 0～50vol%
Methane | CH4 | 74-82-8 | CH4 | IF | IFM-8048 | Ar | Portable | FI-8000 | 0～100%LEL
Methane | CH4 | 74-82-8 | CH4 | IF | IFM-8024 | AIR | Portable | FI-8000 | 0～100vol%
Methane | CH4 | 74-82-8 | CH4 | IF | IFM-8024 | N2 | Portable | FI-8000 | 0～100vol%
Methanol | CH3OH | 67-56-1 | CH4O | SG | SGU-8521 | - | Fixed | GD-70Dseries | 0～1000ppm
Methanol | CH3OH | 67-56-1 | CH4O | SG | SGU-8521 | - | Fixed | TP-70D | 0～1000ppm
Methanol | CH3OH | 67-56-1 | CH4O | SG | SGU-8521 | - | Fixed | GD-70Dseries | 0～2000ppm
Methanol | CH3OH | 67-56-1 | CH4O | SG | SGU-8521 | - | Fixed | TP-70D | 0～2000ppm
Methanol | CH3OH | 67-56-1 | CH4O | HW | NCU‐6211 | - | Fixed | GD-70Dseries | 0～100%LEL | Confirm that GD-70D is non-explosion proof
Methanol | CH3OH | 67-56-1 | CH4O | HW | NCU‐6211 | - | Fixed | TP-70D | 0～100%LEL | Confirm that GD-70D is non-explosion proof
Methanol | CH3OH | 67-56-1 | CH4O | HW | NCU‐6211 | - | Fixed | GD-70Dseries | 0～5000ppm
Methanol | CH3OH | 67-56-1 | CH4O | HW | NCU‐6211 | - | Fixed | TP-70D | 0～5000ppm
Methanol | CH3OH | 67-56-1 | CH4O | RI | DE-3315-2 | - | Fixed | SD-1RIseries | 0～100%LEL
Methanol | CH3OH | 67-56-1 | CH4O | HW | HW-6211 | - | Fixed | SD-1(TYPE GP)series | ～100%LEL
Methanol | CH3OH | 67-56-1 | CH4O | HW | HW-6211 | - | Fixed | SD-D58(TYPE GP)series | ～100%LEL
Methanol | CH3OH | 67-56-1 | CH4O | HW | HW-6211/NC-6211 | - | Fixed | GD-A80series | ～100%LEL/～55000ppm
Methanol | CH3OH | 67-56-1 | CH4O | HW | HW-6211/NC-6211 | - | Fixed | GD-D58(TYPE GP)series | ～100%LEL/～55000ppm
Methanol | CH3OH | 67-56-1 | CH4O | HW | HW-6211/NC-6211 | - | Fixed | GD-D58(TYPE NC)series | ～100%LEL/～55000ppm
Methanol | CH3OH | 67-56-1 | CH4O | HW | HW-6211/NC-6211 | - | Fixed | SD-1(TYPE NC)series | ～100%LEL/～55000ppm
Methanol | CH3OH | 67-56-1 | CH4O | HW | HW-6211/NC-6211 | - | Fixed | SD-D58(TYPE NC)series | ～100%LEL/～55000ppm
Methanol | CH3OH | 67-56-1 | CH4O | HW | HW-6213/NC-6213 | - | Fixed | GD-A80series | 0～100%LEL/0～55000ppm
Methanol | CH3OH | 67-56-1 | CH4O | HW | HW-6213/NC-6213 | - | Fixed | GD-D58(TYPE GP)series | 0～100%LEL/0～55000ppm
Methanol | CH3OH | 67-56-1 | CH4O | HW | HW-6213/NC-6213 | - | Fixed | GD-D58(TYPE NC)series | 0～100%LEL/0～55000ppm
Methanol | CH3OH | 67-56-1 | CH4O | HW | NC-6240A | - | Fixed | GD-A80series | 0～100%LEL/0～55000ppm
Methanol | CH3OH | 67-56-1 | CH4O | HW | NC-6240A | - | Fixed | GD-D58(TYPE NC)series | 0～100%LEL/0～55000ppm
Methanol | CH3OH | 67-56-1 | CH4O | HW | NC-6240A | - | Fixed | SD-1(TYPE NC)series | 0～100%LEL/0～55000ppm
Methanol | CH3OH | 67-56-1 | CH4O | HW | NC-6240A | - | Fixed | SD-D58(TYPE NC)series | 0～100%LEL/0～55000ppm
Methanol | CH3OH | 67-56-1 | CH4O | HW | NC-6245 | - | Fixed | GD-A80series | 0～100%LEL
Methanol | CH3OH | 67-56-1 | CH4O | HW | NC-6245 | - | Fixed | GD-D58(TYPE NC)series | 0～100%LEL
Methanol | CH3OH | 67-56-1 | CH4O | HW | NC-6245 | - | Fixed | SD-1(TYPE NC)series | 0～100%LEL
Methanol | CH3OH | 67-56-1 | CH4O | HW | NC-6245 | - | Fixed | SD-D58(TYPE NC)series | 0～100%LEL
Methanol | CH3OH | 67-56-1 | CH4O | HW | HW-6206 | - | Fixed | SD-2500 | 0～100%LEL | Upper limit of operating temperature of instrument: SD-2500=160℃/SD-2600=200℃/SD-2700：250℃
Methanol | CH3OH | 67-56-1 | CH4O | HW | HW-6206 | - | Fixed | SD-2600 | 0～100%LEL | Upper limit of operating temperature of instrument: SD-2500=160℃/SD-2600=200℃/SD-2700：250℃
Methanol | CH3OH | 67-56-1 | CH4O | HW | HW-6206 | - | Fixed | SD-2700 | 0～100%LEL | Upper limit of operating temperature of instrument: SD-2500=160℃/SD-2600=200℃/SD-2700：250℃
Methanol | CH3OH | 67-56-1 | CH4O | HW | HW-6207 | - | Fixed | GD-A2400 | 0～100%LEL | Upper limit of operating temperature of instrument: GD-A2400=160℃
Methanol | CH3OH | 67-56-1 | CH4O | HW | HW-6208 | - | Fixed | SD-2500 | 0～100%LEL | HW-6206 temperature sorted sensor, Upper limit of operating temperature of instrument: SD-2500=160℃/SD-2600=200℃/SD-2700：250℃
Methanol | CH3OH | 67-56-1 | CH4O | HW | HW-6208 | - | Fixed | SD-2600 | 0～100%LEL | HW-6206 temperature sorted sensor, Upper limit of operating temperature of instrument: SD-2500=160℃/SD-2600=200℃/SD-2700：250℃
Methanol | CH3OH | 67-56-1 | CH4O | HW | HW-6208 | - | Fixed | SD-2700 | 0～100%LEL | HW-6206 temperature sorted sensor, Upper limit of operating temperature of instrument: SD-2500=160℃/SD-2600=200℃/SD-2700：250℃
Methanol | CH3OH | 67-56-1 | CH4O | HW | HW-6212 | - | Fixed | GD-A80-70series | 0～100%LEL
Methanol | CH3OH | 67-56-1 | CH4O | SG | SG-8511 | - | Fixed | GD-A80Vseries | 0～3000ppm/0～5000ppm
Methanol | CH3OH | 67-56-1 | CH4O | SG | SG-8511 | - | Fixed | GD-D58・GHseries | 0～3000ppm/0～5000ppm
Methanol | CH3OH | 67-56-1 | CH4O | SG | SG-8511 | - | Fixed | SD-1GHseries | 0～3000ppm/0～5000ppm
Methanol | CH3OH | 67-56-1 | CH4O | SG | SG-8511 | - | Fixed | SD-D58・GHseries | 0～3000ppm/0～5000ppm
Methanol | CH3OH | 67-56-1 | CH4O | SG | SG-8521 | - | Fixed | GD-A80Vseries | 0～30ppm/0～50ppm/0～100ppm/0～200ppm/0～300ppm/0～500ppm/0～600ppm/0～800ppm/0～1000ppm/0～2000ppm
Methanol | CH3OH | 67-56-1 | CH4O | SG | SG-8521 | - | Fixed | GD-D58・GHseries | 0～30ppm/0～50ppm/0～100ppm/0～200ppm/0～300ppm/0～500ppm/0～600ppm/0～800ppm/0～1000ppm/0～2000ppm
Methanol | CH3OH | 67-56-1 | CH4O | SG | SG-8521 | - | Fixed | SD-1GHseries | 0～30ppm/0～50ppm/0～100ppm/0～200ppm/0～300ppm/0～500ppm/0～600ppm/0～800ppm/0～1000ppm/0～2000ppm
Methanol | CH3OH | 67-56-1 | CH4O | SG | SG-8521 | - | Fixed | SD-D58・GHseries | 0～30ppm/0～50ppm/0～100ppm/0～200ppm/0～300ppm/0～500ppm/0～600ppm/0～800ppm/0～1000ppm/0～2000ppm
Methanol | CH3OH | 67-56-1 | CH4O | SG | SG-8565 | - | Fixed | GD-A80Vseries | 0～100ppm/0～200ppm/0～300ppm/0～500ppm/0～1000ppm/0～2000ppm/0～3000ppm/0～5000ppm
Methanol | CH3OH | 67-56-1 | CH4O | SG | SG-8565 | - | Fixed | GD-D58・GHseries | 0～100ppm/0～200ppm/0～300ppm/0～500ppm/0～1000ppm/0～2000ppm/0～3000ppm/0～5000ppm
Methanol | CH3OH | 67-56-1 | CH4O | SG | SG-8565 | - | Fixed | SD-1GHseries | 0～100ppm/0～200ppm/0～300ppm/0～500ppm/0～1000ppm/0～2000ppm/0～3000ppm/0～5000ppm
Methanol | CH3OH | 67-56-1 | CH4O | SG | SG-8565 | - | Fixed | SD-D58・GHseries | 0～100ppm/0～200ppm/0～300ppm/0～500ppm/0～1000ppm/0～2000ppm/0～3000ppm/0～5000ppm
Methanol | CH3OH | 67-56-1 | CH4O | HW | NC-6215 | - | Portable | GX-8000(TYPE LEL) | 0～100%LEL
Methanol | CH3OH | 67-56-1 | CH4O | HW | NC-6215 | - | Portable | GP-1000(HC/CH4) | 0～100%LEL
Methanol | CH3OH | 67-56-1 | CH4O | HW | NC-6307 | - | Portable | NC-1000(HC/CH4) | 0～10000ppm
Methanol | CH3OH | 67-56-1 | CH4O | SH | SH-8662 | - | Portable | SP-220(TYPE SC) | 0～10ppm
Methanol | CH3OH | 67-56-1 | CH4O | IF | IFM-8048 | AIR | Portable | FI-8000 | 0～100%LEL
Methyl acetate | MeOAc | 79-20-9 | C3H6O2 | HW | HW-6211 | - | Fixed | SD-1(TYPE GP)series | ～100%LEL
Methyl acetate | MeOAc | 79-20-9 | C3H6O2 | HW | HW-6211 | - | Fixed | SD-D58(TYPE GP)series | ～100%LEL
Methyl acetate | MeOAc | 79-20-9 | C3H6O2 | HW | HW-6211/NC-6211 | - | Fixed | GD-A80series | ～100%LEL/～31000ppm
Methyl acetate | MeOAc | 79-20-9 | C3H6O2 | HW | HW-6211/NC-6211 | - | Fixed | GD-D58(TYPE GP)series | ～100%LEL/～31000ppm
Methyl acetate | MeOAc | 79-20-9 | C3H6O2 | HW | HW-6211/NC-6211 | - | Fixed | GD-D58(TYPE NC)series | ～100%LEL/～31000ppm
Methyl acetate | MeOAc | 79-20-9 | C3H6O2 | HW | HW-6211/NC-6211 | - | Fixed | SD-1(TYPE NC)series | ～100%LEL/～31000ppm
Methyl acetate | MeOAc | 79-20-9 | C3H6O2 | HW | HW-6211/NC-6211 | - | Fixed | SD-D58(TYPE NC)series | ～100%LEL/～31000ppm
Methyl acetate | MeOAc | 79-20-9 | C3H6O2 | HW | HW-6206 | - | Fixed | SD-2500 | 0～100%LEL | Upper limit of operating temperature of instrument: SD-2500=160℃/SD-2600=200℃/SD-2700：250℃
Methyl acetate | MeOAc | 79-20-9 | C3H6O2 | HW | HW-6206 | - | Fixed | SD-2600 | 0～100%LEL | Upper limit of operating temperature of instrument: SD-2500=160℃/SD-2600=200℃/SD-2700：250℃
Methyl acetate | MeOAc | 79-20-9 | C3H6O2 | HW | HW-6206 | - | Fixed | SD-2700 | 0～100%LEL | Upper limit of operating temperature of instrument: SD-2500=160℃/SD-2600=200℃/SD-2700：250℃
Methyl acetate | MeOAc | 79-20-9 | C3H6O2 | HW | HW-6207 | - | Fixed | GD-A2400 | 0～100%LEL | Upper limit of operating temperature of instrument: GD-A2400=160℃
Methyl acetate | MeOAc | 79-20-9 | C3H6O2 | HW | HW-6208 | - | Fixed | SD-2500 | 0～100%LEL | HW-6206 temperature sorted sensor, Upper limit of operating temperature of instrument: SD-2500=160℃/SD-2600=200℃/SD-2700：250℃
Methyl acetate | MeOAc | 79-20-9 | C3H6O2 | HW | HW-6208 | - | Fixed | SD-2600 | 0～100%LEL | HW-6206 temperature sorted sensor, Upper limit of operating temperature of instrument: SD-2500=160℃/SD-2600=200℃/SD-2700：250℃
Methyl acetate | MeOAc | 79-20-9 | C3H6O2 | HW | HW-6208 | - | Fixed | SD-2700 | 0～100%LEL | HW-6206 temperature sorted sensor, Upper limit of operating temperature of instrument: SD-2500=160℃/SD-2600=200℃/SD-2700：250℃
Methyl acetate | MeOAc | 79-20-9 | C3H6O2 | HW | HW-6212 | - | Fixed | GD-A80-70series | 0～100%LEL
Methyl acetate | MeOAc | 79-20-9 | C3H6O2 | SG | SG-8511 | - | Fixed | GD-A80Vseries | 0～3000ppm/0～5000ppm
Methyl acetate | MeOAc | 79-20-9 | C3H6O2 | SG | SG-8511 | - | Fixed | GD-D58・GHseries | 0～3000ppm/0～5000ppm
Methyl acetate | MeOAc | 79-20-9 | C3H6O2 | SG | SG-8511 | - | Fixed | SD-1GHseries | 0～3000ppm/0～5000ppm
Methyl acetate | MeOAc | 79-20-9 | C3H6O2 | SG | SG-8511 | - | Fixed | SD-D58・GHseries | 0～3000ppm/0～5000ppm
Methyl acetate | MeOAc | 79-20-9 | C3H6O2 | SG | SG-8521 | - | Fixed | GD-A80Vseries | 0～100ppm/0～200ppm/0～300ppm/0～500ppm/0～1000ppm/0～2000ppm
Methyl acetate | MeOAc | 79-20-9 | C3H6O2 | SG | SG-8521 | - | Fixed | GD-D58・GHseries | 0～100ppm/0～200ppm/0～300ppm/0～500ppm/0～1000ppm/0～2000ppm
Methyl acetate | MeOAc | 79-20-9 | C3H6O2 | SG | SG-8521 | - | Fixed | SD-1GHseries | 0～100ppm/0～200ppm/0～300ppm/0～500ppm/0～1000ppm/0～2000ppm
Methyl acetate | MeOAc | 79-20-9 | C3H6O2 | SG | SG-8521 | - | Fixed | SD-D58・GHseries | 0～100ppm/0～200ppm/0～300ppm/0～500ppm/0～1000ppm/0～2000ppm
Methyl acrylate | C4H6O2 | 96-33-3 | C4H6O2 | HW | HW-6211 | - | Fixed | SD-1(TYPE GP)series | ～100%LEL
Methyl acrylate | C4H6O2 | 96-33-3 | C4H6O2 | HW | HW-6211 | - | Fixed | SD-D58(TYPE GP)series | ～100%LEL
Methyl acrylate | C4H6O2 | 96-33-3 | C4H6O2 | HW | HW-6211/NC-6211 | - | Fixed | GD-A80series | ～100%LEL/～24000ppm
Methyl acrylate | C4H6O2 | 96-33-3 | C4H6O2 | HW | HW-6211/NC-6211 | - | Fixed | GD-D58(TYPE GP)series | ～100%LEL/～24000ppm
Methyl acrylate | C4H6O2 | 96-33-3 | C4H6O2 | HW | HW-6211/NC-6211 | - | Fixed | GD-D58(TYPE NC)series | ～100%LEL/～24000ppm
Methyl acrylate | C4H6O2 | 96-33-3 | C4H6O2 | HW | HW-6211/NC-6211 | - | Fixed | SD-1(TYPE NC)series | ～100%LEL/～24000ppm
Methyl acrylate | C4H6O2 | 96-33-3 | C4H6O2 | HW | HW-6211/NC-6211 | - | Fixed | SD-D58(TYPE NC)series | ～100%LEL/～24000ppm
Methyl acrylate | C4H6O2 | 96-33-3 | C4H6O2 | SG | SG-8521 | - | Fixed | GD-A80Vseries | 0～50ppm/0～100ppm/0～150ppm/0～200ppm/0～300ppm/0～500ppm/0～1000ppm/0～2000ppm
Methyl acrylate | C4H6O2 | 96-33-3 | C4H6O2 | SG | SG-8521 | - | Fixed | GD-D58・GHseries | 0～50ppm/0～100ppm/0～150ppm/0～200ppm/0～300ppm/0～500ppm/0～1000ppm/0～2000ppm
Methyl acrylate | C4H6O2 | 96-33-3 | C4H6O2 | SG | SG-8521 | - | Fixed | SD-1GHseries | 0～50ppm/0～100ppm/0～150ppm/0～200ppm/0～300ppm/0～500ppm/0～1000ppm/0～2000ppm
Methyl acrylate | C4H6O2 | 96-33-3 | C4H6O2 | SG | SG-8521 | - | Fixed | SD-D58・GHseries | 0～50ppm/0～100ppm/0～150ppm/0～200ppm/0～300ppm/0～500ppm/0～1000ppm/0～2000ppm
Methyl bromide | CH3Br | 74-83-9 | CH3Br | SG | SG-8511 | - | Fixed | GD-A80Vseries | 0～200ppm/0～300ppm/0～500ppm/0～1000ppm
Methyl bromide | CH3Br | 74-83-9 | CH3Br | SG | SG-8511 | - | Fixed | GD-D58・GHseries | 0～200ppm/0～300ppm/0～500ppm/0～1000ppm
Methyl bromide | CH3Br | 74-83-9 | CH3Br | SG | SG-8511 | - | Fixed | SD-1GHseries | 0～200ppm/0～300ppm/0～500ppm/0～1000ppm
Methyl bromide | CH3Br | 74-83-9 | CH3Br | SG | SG-8511 | - | Fixed | SD-D58・GHseries | 0～200ppm/0～300ppm/0～500ppm/0～1000ppm
Methyl bromide | CH3Br | 74-83-9 | CH3Br | SH | SH-8662 | - | Portable | SP-220(TYPE FUM) | 0～100ppm
Methyl bromide | CH3Br | 74-83-9 | CH3Br | SH | SH-8662 | - | Portable | SP-220(TYPE SC) | 0～20ppm
Methyl bromide | CH3Br | 74-83-9 | CH3Br | IF | IFM-8048 | AIR | Portable | FI-8000 | 0～200g/m3
Methyl bromide | CH3Br | 74-83-9 | CH3Br | IF | IFM-8048 | AIR | Portable | FI-8000 | 0～5vol%
Methyl bromide | CH3Br | 74-83-9 | CH3Br | IF | IFM-8048 | AIR | Portable | FI-8000 | 0～200g/m3
Methyl bromide | CH3Br | 74-83-9 | CH3Br | IF | IFM-8048 | AIR | Portable | FI-8000 | 0～5vol%
Methyl bromide | CH3Br | 74-83-9 | CH3Br | IF | IFM-8048 | AIR | Portable | FI-8000 | 0～200oz/1000cft
Methyl chloride | CH3CL | 74-87-3 | CH3CL | RI | DE-3315-2 | - | Fixed | SD-1RIseries | 0～100%LEL
Methyl chloride | CH3CL | 74-87-3 | CH3CL | SG | SG-8513 | - | Fixed | GD-A80Vseries | 0～200ppm/0～300ppm/0～500ppm/0～600ppm/0～1000ppm/0～2000ppm/0～3000ppm
Methyl chloride | CH3CL | 74-87-3 | CH3CL | SG | SG-8513 | - | Fixed | GD-D58・GHseries | 0～200ppm/0～300ppm/0～500ppm/0～600ppm/0～1000ppm/0～2000ppm/0～3000ppm
Methyl chloride | CH3CL | 74-87-3 | CH3CL | SG | SG-8513 | - | Fixed | SD-1GHseries | 0～200ppm/0～300ppm/0～500ppm/0～600ppm/0～1000ppm/0～2000ppm/0～3000ppm
Methyl chloride | CH3CL | 74-87-3 | CH3CL | SG | SG-8513 | - | Fixed | SD-D58・GHseries | 0～200ppm/0～300ppm/0～500ppm/0～600ppm/0～1000ppm/0～2000ppm/0～3000ppm
Methyl chloride | CH3CL | 74-87-3 | CH3CL | SH | SH-8662 | - | Portable | SP-220(TYPE SC) | 0～10ppm
Methyl Chloroformate | MCF | 79-22-1 | C2H3O2CL | SG | SG-8523 | - | Fixed | GD-A80Vseries | 0～200ppm/0～300ppm/0～500ppm/0～1000ppm/0～2000ppm/0～3000ppm/0～5000ppm
Methyl Chloroformate | MCF | 79-22-1 | C2H3O2CL | SG | SG-8523 | - | Fixed | GD-D58・GHseries | 0～200ppm/0～300ppm/0～500ppm/0～1000ppm/0～2000ppm/0～3000ppm/0～5000ppm
Methyl Chloroformate | MCF | 79-22-1 | C2H3O2CL | SG | SG-8523 | - | Fixed | SD-1GHseries | 0～200ppm/0～300ppm/0～500ppm/0～1000ppm/0～2000ppm/0～3000ppm/0～5000ppm
Methyl Chloroformate | MCF | 79-22-1 | C2H3O2CL | SG | SG-8523 | - | Fixed | SD-D58・GHseries | 0～200ppm/0～300ppm/0～500ppm/0～1000ppm/0～2000ppm/0～3000ppm/0～5000ppm
Methyl ethyl ketone | MEK | 78-93-3 | C4H8O | RI | DE-3315-2 | - | Fixed | SD-1RIseries | 0～10000ppm
Methyl ethyl ketone | MEK | 78-93-3 | C4H8O | RI | DE-3315-2 | - | Fixed | SD-1RIseries | 0～100%LEL
Methyl ethyl ketone | MEK | 78-93-3 | C4H8O | HW | HW-6211 | - | Fixed | SD-1(TYPE GP)series | ～100%LEL
Methyl ethyl ketone | MEK | 78-93-3 | C4H8O | HW | HW-6211 | - | Fixed | SD-D58(TYPE GP)series | ～100%LEL
Methyl ethyl ketone | MEK | 78-93-3 | C4H8O | HW | HW-6211/NC-6211 | - | Fixed | GD-A80series | ～100%LEL/～18000ppm
Methyl ethyl ketone | MEK | 78-93-3 | C4H8O | HW | HW-6211/NC-6211 | - | Fixed | GD-D58(TYPE GP)series | ～100%LEL/～18000ppm
Methyl ethyl ketone | MEK | 78-93-3 | C4H8O | HW | HW-6211/NC-6211 | - | Fixed | GD-D58(TYPE NC)series | ～100%LEL/～18000ppm
Methyl ethyl ketone | MEK | 78-93-3 | C4H8O | HW | HW-6211/NC-6211 | - | Fixed | SD-1(TYPE NC)series | ～100%LEL/～18000ppm
Methyl ethyl ketone | MEK | 78-93-3 | C4H8O | HW | HW-6211/NC-6211 | - | Fixed | SD-D58(TYPE NC)series | ～100%LEL/～18000ppm
Methyl ethyl ketone | MEK | 78-93-3 | C4H8O | HW | HW-6206 | - | Fixed | SD-2500 | 0～100%LEL | Upper limit of operating temperature of instrument: SD-2500=160℃/SD-2600=200℃/SD-2700：250℃
Methyl ethyl ketone | MEK | 78-93-3 | C4H8O | HW | HW-6206 | - | Fixed | SD-2600 | 0～100%LEL | Upper limit of operating temperature of instrument: SD-2500=160℃/SD-2600=200℃/SD-2700：250℃
Methyl ethyl ketone | MEK | 78-93-3 | C4H8O | HW | HW-6206 | - | Fixed | SD-2700 | 0～100%LEL | Upper limit of operating temperature of instrument: SD-2500=160℃/SD-2600=200℃/SD-2700：250℃
Methyl ethyl ketone | MEK | 78-93-3 | C4H8O | HW | HW-6207 | - | Fixed | GD-A2400 | 0～100%LEL | Upper limit of operating temperature of instrument: GD-A2400=160℃
Methyl ethyl ketone | MEK | 78-93-3 | C4H8O | HW | HW-6208 | - | Fixed | SD-2500 | 0～100%LEL | HW-6206 temperature sorted sensor, Upper limit of operating temperature of instrument: SD-2500=160℃/SD-2600=200℃/SD-2700：250℃
Methyl ethyl ketone | MEK | 78-93-3 | C4H8O | HW | HW-6208 | - | Fixed | SD-2600 | 0～100%LEL | HW-6206 temperature sorted sensor, Upper limit of operating temperature of instrument: SD-2500=160℃/SD-2600=200℃/SD-2700：250℃
Methyl ethyl ketone | MEK | 78-93-3 | C4H8O | HW | HW-6208 | - | Fixed | SD-2700 | 0～100%LEL | HW-6206 temperature sorted sensor, Upper limit of operating temperature of instrument: SD-2500=160℃/SD-2600=200℃/SD-2700：250℃
Methyl ethyl ketone | MEK | 78-93-3 | C4H8O | HW | HW-6212 | - | Fixed | GD-A80-70series | 0～100%LEL
Methyl ethyl ketone | MEK | 78-93-3 | C4H8O | SG | SG-8511 | - | Fixed | GD-A80Vseries | 0～3000ppm/0～5000ppm
Methyl ethyl ketone | MEK | 78-93-3 | C4H8O | SG | SG-8511 | - | Fixed | GD-D58・GHseries | 0～3000ppm/0～5000ppm
Methyl ethyl ketone | MEK | 78-93-3 | C4H8O | SG | SG-8511 | - | Fixed | SD-1GHseries | 0～3000ppm/0～5000ppm
Methyl ethyl ketone | MEK | 78-93-3 | C4H8O | SG | SG-8511 | - | Fixed | SD-D58・GHseries | 0～3000ppm/0～5000ppm
Methyl ethyl ketone | MEK | 78-93-3 | C4H8O | SG | SG-8521 | - | Fixed | GD-A80Vseries | 0～100ppm/0～200ppm/0～300ppm/0～500ppm/0～1000ppm/0～2000ppm
Methyl ethyl ketone | MEK | 78-93-3 | C4H8O | SG | SG-8521 | - | Fixed | GD-D58・GHseries | 0～100ppm/0～200ppm/0～300ppm/0～500ppm/0～1000ppm/0～2000ppm
Methyl ethyl ketone | MEK | 78-93-3 | C4H8O | SG | SG-8521 | - | Fixed | SD-1GHseries | 0～100ppm/0～200ppm/0～300ppm/0～500ppm/0～1000ppm/0～2000ppm
Methyl ethyl ketone | MEK | 78-93-3 | C4H8O | SG | SG-8521 | - | Fixed | SD-D58・GHseries | 0～100ppm/0～200ppm/0～300ppm/0～500ppm/0～1000ppm/0～2000ppm
Methyl ethyl ketone | MEK | 78-93-3 | C4H8O | HW | NC-6215 | - | Portable | GX-8000(TYPE LEL) | 0～100%LEL
Methyl ethyl ketone | MEK | 78-93-3 | C4H8O | HW | NC-6215 | - | Portable | GP-1000(HC/CH4) | 0～100%LEL
Methyl ethyl ketone | MEK | 78-93-3 | C4H8O | HW | NC-6307 | - | Portable | NC-1000(HC/CH4) | 0～10000ppm
Methyl ethyl ketone | MEK | 78-93-3 | C4H8O | SH | SH-8662 | - | Portable | SP-220(TYPE SC) | 0～10ppm
Methyl ethyl ketone | MEK | 78-93-3 | C4H8O | IF | IFM-8048 | AIR | Portable | FI-8000 | 0～100%LEL
Methyl formate | HCOOCH3 | 107-31-3 | C2H4O2 | HW | HW-6211 | - | Fixed | SD-1(TYPE GP)series | ～100%LEL
Methyl formate | HCOOCH3 | 107-31-3 | C2H4O2 | HW | HW-6211 | - | Fixed | SD-D58(TYPE GP)series | ～100%LEL
Methyl formate | HCOOCH3 | 107-31-3 | C2H4O2 | HW | HW-6211/NC-6211 | - | Fixed | GD-A80series | ～100%LEL/～45000ppm
Methyl formate | HCOOCH3 | 107-31-3 | C2H4O2 | HW | HW-6211/NC-6211 | - | Fixed | GD-D58(TYPE GP)series | ～100%LEL/～45000ppm
Methyl formate | HCOOCH3 | 107-31-3 | C2H4O2 | HW | HW-6211/NC-6211 | - | Fixed | GD-D58(TYPE NC)series | ～100%LEL/～45000ppm
Methyl formate | HCOOCH3 | 107-31-3 | C2H4O2 | HW | HW-6211/NC-6211 | - | Fixed | SD-1(TYPE NC)series | ～100%LEL/～45000ppm
Methyl formate | HCOOCH3 | 107-31-3 | C2H4O2 | HW | HW-6211/NC-6211 | - | Fixed | SD-D58(TYPE NC)series | ～100%LEL/～45000ppm
Methyl formate | HCOOCH3 | 107-31-3 | C2H4O2 | SG | SG-8521 | - | Fixed | GD-A80Vseries | 0～50ppm/0～100ppm/0～200ppm/0～300ppm/0～500ppm/0～1000ppm
Methyl formate | HCOOCH3 | 107-31-3 | C2H4O2 | SG | SG-8521 | - | Fixed | GD-D58・GHseries | 0～50ppm/0～100ppm/0～200ppm/0～300ppm/0～500ppm/0～1000ppm
Methyl formate | HCOOCH3 | 107-31-3 | C2H4O2 | SG | SG-8521 | - | Fixed | SD-1GHseries | 0～50ppm/0～100ppm/0～200ppm/0～300ppm/0～500ppm/0～1000ppm
Methyl formate | HCOOCH3 | 107-31-3 | C2H4O2 | SG | SG-8521 | - | Fixed | SD-D58・GHseries | 0～50ppm/0～100ppm/0～200ppm/0～300ppm/0～500ppm/0～1000ppm
Methyl iodide | CH3I | 74-88-4 | CH3I | SG | SG-8511 | - | Fixed | GD-A80Vseries | 0～100ppm/0～200ppm/0～300ppm/0～500ppm/0～1000ppm/0～2000ppm
Methyl iodide | CH3I | 74-88-4 | CH3I | SG | SG-8511 | - | Fixed | GD-D58・GHseries | 0～100ppm/0～200ppm/0～300ppm/0～500ppm/0～1000ppm/0～2000ppm
Methyl iodide | CH3I | 74-88-4 | CH3I | SG | SG-8511 | - | Fixed | SD-1GHseries | 0～100ppm/0～200ppm/0～300ppm/0～500ppm/0～1000ppm/0～2000ppm
Methyl iodide | CH3I | 74-88-4 | CH3I | SG | SG-8511 | - | Fixed | SD-D58・GHseries | 0～100ppm/0～200ppm/0～300ppm/0～500ppm/0～1000ppm/0～2000ppm
Methyl iodide | CH3I | 74-88-4 | CH3I | SH | SH-8662 | - | Portable | SP-220(TYPE FUM) | 0～30ppm
Methyl iodide | CH3I | 74-88-4 | CH3I | IF | IFM-8048 | AIR | Portable | FI-8000 | 0～200g/m3
Methyl iodide | CH3I | 74-88-4 | CH3I | IF | IFM-8048 | AIR | Portable | FI-8000 | 0～200g/m3
Methyl isobutyl ketone | MIBK | 108-10-1 | C6H12O | HW | HW-6211 | - | Fixed | SD-1(TYPE GP)series | ～100%LEL
Methyl isobutyl ketone | MIBK | 108-10-1 | C6H12O | HW | HW-6211 | - | Fixed | SD-D58(TYPE GP)series | ～100%LEL
Methyl isobutyl ketone | MIBK | 108-10-1 | C6H12O | HW | HW-6211/NC-6211 | - | Fixed | GD-A80series | ～100%LEL/～12000ppm
Methyl isobutyl ketone | MIBK | 108-10-1 | C6H12O | HW | HW-6211/NC-6211 | - | Fixed | GD-D58(TYPE GP)series | ～100%LEL/～12000ppm
Methyl isobutyl ketone | MIBK | 108-10-1 | C6H12O | HW | HW-6211/NC-6211 | - | Fixed | GD-D58(TYPE NC)series | ～100%LEL/～12000ppm
Methyl isobutyl ketone | MIBK | 108-10-1 | C6H12O | HW | HW-6211/NC-6211 | - | Fixed | SD-1(TYPE NC)series | ～100%LEL/～12000ppm
Methyl isobutyl ketone | MIBK | 108-10-1 | C6H12O | HW | HW-6211/NC-6211 | - | Fixed | SD-D58(TYPE NC)series | ～100%LEL/～12000ppm
Methyl isobutyl ketone | MIBK | 108-10-1 | C6H12O | HW | HW-6206 | - | Fixed | SD-2500 | 0～100%LEL | Upper limit of operating temperature of instrument: SD-2500=160℃/SD-2600=200℃/SD-2700：250℃
Methyl isobutyl ketone | MIBK | 108-10-1 | C6H12O | HW | HW-6206 | - | Fixed | SD-2600 | 0～100%LEL | Upper limit of operating temperature of instrument: SD-2500=160℃/SD-2600=200℃/SD-2700：250℃
Methyl isobutyl ketone | MIBK | 108-10-1 | C6H12O | HW | HW-6206 | - | Fixed | SD-2700 | 0～100%LEL | Upper limit of operating temperature of instrument: SD-2500=160℃/SD-2600=200℃/SD-2700：250℃
Methyl isobutyl ketone | MIBK | 108-10-1 | C6H12O | HW | HW-6207 | - | Fixed | GD-A2400 | 0～100%LEL | Upper limit of operating temperature of instrument: GD-A2400=160℃
Methyl isobutyl ketone | MIBK | 108-10-1 | C6H12O | HW | HW-6208 | - | Fixed | SD-2500 | 0～100%LEL | HW-6206 temperature sorted sensor, Upper limit of operating temperature of instrument: SD-2500=160℃/SD-2600=200℃/SD-2700：250℃
Methyl isobutyl ketone | MIBK | 108-10-1 | C6H12O | HW | HW-6208 | - | Fixed | SD-2600 | 0～100%LEL | HW-6206 temperature sorted sensor, Upper limit of operating temperature of instrument: SD-2500=160℃/SD-2600=200℃/SD-2700：250℃
Methyl isobutyl ketone | MIBK | 108-10-1 | C6H12O | HW | HW-6208 | - | Fixed | SD-2700 | 0～100%LEL | HW-6206 temperature sorted sensor, Upper limit of operating temperature of instrument: SD-2500=160℃/SD-2600=200℃/SD-2700：250℃
Methyl isobutyl ketone | MIBK | 108-10-1 | C6H12O | HW | HW-6212 | - | Fixed | GD-A80-70series | 0～100%LEL
Methyl isobutyl ketone | MIBK | 108-10-1 | C6H12O | SG | SG-8521 | - | Fixed | GD-A80Vseries | 0～50ppm/0～100ppm/0～200ppm/0～300ppm/0～500ppm/◆0～1000ppm/◆0～2000ppm | ◆Accuracy near the F.S. concentration range is likely to deteriorate
Methyl isobutyl ketone | MIBK | 108-10-1 | C6H12O | SG | SG-8521 | - | Fixed | GD-D58・GHseries | 0～50ppm/0～100ppm/0～200ppm/0～300ppm/0～500ppm/◆0～1000ppm/◆0～2000ppm | ◆Accuracy near the F.S. concentration range is likely to deteriorate
Methyl isobutyl ketone | MIBK | 108-10-1 | C6H12O | SG | SG-8521 | - | Fixed | SD-1GHseries | 0～50ppm/0～100ppm/0～200ppm/0～300ppm/0～500ppm/◆0～1000ppm/◆0～2000ppm | ◆Accuracy near the F.S. concentration range is likely to deteriorate
Methyl isobutyl ketone | MIBK | 108-10-1 | C6H12O | SG | SG-8521 | - | Fixed | SD-D58・GHseries | 0～50ppm/0～100ppm/0～200ppm/0～300ppm/0～500ppm/◆0～1000ppm/◆0～2000ppm | ◆Accuracy near the F.S. concentration range is likely to deteriorate
Methyl isobutyl ketone | MIBK | 108-10-1 | C6H12O | HW | NC-6215 | - | Portable | GP-1000(HC/CH4) | 0～100%LEL
Methyl isobutyl ketone | MIBK | 108-10-1 | C6H12O | HW | NC-6307 | - | Portable | NC-1000(HC/CH4) | 0～10000ppm
Methyl isobutyl ketone | MIBK | 108-10-1 | C6H12O | IF | IFM-8048 | AIR | Portable | FI-8000 | 0～100%LEL
Methyl isobutyrate | MIB | 547-63-7 | C5H10O2 | HW | HW-6211 | - | Fixed | SD-1(TYPE GP)series | ～100%LEL
Methyl isobutyrate | MIB | 547-63-7 | C5H10O2 | HW | HW-6211 | - | Fixed | SD-D58(TYPE GP)series | ～100%LEL
Methyl isobutyrate | MIB | 547-63-7 | C5H10O2 | HW | HW-6211/NC-6211 | - | Fixed | GD-A80series | ～100%LEL/～16000ppm
Methyl isobutyrate | MIB | 547-63-7 | C5H10O2 | HW | HW-6211/NC-6211 | - | Fixed | GD-D58(TYPE GP)series | ～100%LEL/～16000ppm
Methyl isobutyrate | MIB | 547-63-7 | C5H10O2 | HW | HW-6211/NC-6211 | - | Fixed | GD-D58(TYPE NC)series | ～100%LEL/～16000ppm
Methyl isobutyrate | MIB | 547-63-7 | C5H10O2 | HW | HW-6211/NC-6211 | - | Fixed | SD-1(TYPE NC)series | ～100%LEL/～16000ppm
Methyl isobutyrate | MIB | 547-63-7 | C5H10O2 | HW | HW-6211/NC-6211 | - | Fixed | SD-D58(TYPE NC)series | ～100%LEL/～16000ppm
Methyl isobutyrate | MIB | 547-63-7 | C5H10O2 | SG | SG-8521 | - | Fixed | GD-A80Vseries | 0～50ppm/0～100ppm/0～200ppm/0～300ppm/0～500ppm/0～1000ppm/0～2000ppm
Methyl isobutyrate | MIB | 547-63-7 | C5H10O2 | SG | SG-8521 | - | Fixed | GD-D58・GHseries | 0～50ppm/0～100ppm/0～200ppm/0～300ppm/0～500ppm/0～1000ppm/0～2000ppm
Methyl isobutyrate | MIB | 547-63-7 | C5H10O2 | SG | SG-8521 | - | Fixed | SD-1GHseries | 0～50ppm/0～100ppm/0～200ppm/0～300ppm/0～500ppm/0～1000ppm/0～2000ppm
Methyl isobutyrate | MIB | 547-63-7 | C5H10O2 | SG | SG-8521 | - | Fixed | SD-D58・GHseries | 0～50ppm/0～100ppm/0～200ppm/0～300ppm/0～500ppm/0～1000ppm/0～2000ppm
Methyl isopropyl ketone | MIPK | 563-80-4 | C5H10O | IF | IFM-8048 | AIR | Portable | FI-8000 | 0～100%LEL
Methyl Lactate | LAM | 547-64-8 | C4H8O3 | SG | SG-8521 | - | Fixed | GD-A80Vseries | 0～500ppm/0～1000ppm/0～2000ppm/0～3000ppm/0～5000ppm
Methyl Lactate | LAM | 547-64-8 | C4H8O3 | SG | SG-8521 | - | Fixed | GD-D58・GHseries | 0～500ppm/0～1000ppm/0～2000ppm/0～3000ppm/0～5000ppm
Methyl Lactate | LAM | 547-64-8 | C4H8O3 | SG | SG-8521 | - | Fixed | SD-1GHseries | 0～500ppm/0～1000ppm/0～2000ppm/0～3000ppm/0～5000ppm
Methyl Lactate | LAM | 547-64-8 | C4H8O3 | SG | SG-8521 | - | Fixed | SD-D58・GHseries | 0～500ppm/0～1000ppm/0～2000ppm/0～3000ppm/0～5000ppm
Methyl methacrylate | MMA | 80-62-6 | C5H8O2 | HW | HW-6211 | - | Fixed | SD-1(TYPE GP)series | ～100%LEL
Methyl methacrylate | MMA | 80-62-6 | C5H8O2 | HW | HW-6211 | - | Fixed | SD-D58(TYPE GP)series | ～100%LEL
Methyl methacrylate | MMA | 80-62-6 | C5H8O2 | HW | HW-6211/NC-6211 | - | Fixed | GD-A80series | ～100%LEL/～17000ppm
Methyl methacrylate | MMA | 80-62-6 | C5H8O2 | HW | HW-6211/NC-6211 | - | Fixed | GD-D58(TYPE GP)series | ～100%LEL/～17000ppm
Methyl methacrylate | MMA | 80-62-6 | C5H8O2 | HW | HW-6211/NC-6211 | - | Fixed | GD-D58(TYPE NC)series | ～100%LEL/～17000ppm
Methyl methacrylate | MMA | 80-62-6 | C5H8O2 | HW | HW-6211/NC-6211 | - | Fixed | SD-1(TYPE NC)series | ～100%LEL/～17000ppm
Methyl methacrylate | MMA | 80-62-6 | C5H8O2 | HW | HW-6211/NC-6211 | - | Fixed | SD-D58(TYPE NC)series | ～100%LEL/～17000ppm
Methyl methacrylate | MMA | 80-62-6 | C5H8O2 | HW | HW-6206 | - | Fixed | SD-2500 | 0～100%LEL | Upper limit of operating temperature of instrument: SD-2500=160℃/SD-2600=200℃/SD-2700：250℃
Methyl methacrylate | MMA | 80-62-6 | C5H8O2 | HW | HW-6206 | - | Fixed | SD-2600 | 0～100%LEL | Upper limit of operating temperature of instrument: SD-2500=160℃/SD-2600=200℃/SD-2700：250℃
Methyl methacrylate | MMA | 80-62-6 | C5H8O2 | HW | HW-6206 | - | Fixed | SD-2700 | 0～100%LEL | Upper limit of operating temperature of instrument: SD-2500=160℃/SD-2600=200℃/SD-2700：250℃
Methyl methacrylate | MMA | 80-62-6 | C5H8O2 | HW | HW-6207 | - | Fixed | GD-A2400 | 0～100%LEL | Upper limit of operating temperature of instrument: GD-A2400=160℃
Methyl methacrylate | MMA | 80-62-6 | C5H8O2 | HW | HW-6208 | - | Fixed | SD-2500 | 0～100%LEL | HW-6206 temperature sorted sensor, Upper limit of operating temperature of instrument: SD-2500=160℃/SD-2600=200℃/SD-2700：250℃
Methyl methacrylate | MMA | 80-62-6 | C5H8O2 | HW | HW-6208 | - | Fixed | SD-2600 | 0～100%LEL | HW-6206 temperature sorted sensor, Upper limit of operating temperature of instrument: SD-2500=160℃/SD-2600=200℃/SD-2700：250℃
Methyl methacrylate | MMA | 80-62-6 | C5H8O2 | HW | HW-6208 | - | Fixed | SD-2700 | 0～100%LEL | HW-6206 temperature sorted sensor, Upper limit of operating temperature of instrument: SD-2500=160℃/SD-2600=200℃/SD-2700：250℃
Methyl methacrylate | MMA | 80-62-6 | C5H8O2 | HW | HW-6212 | - | Fixed | GD-A80-70series | 0～100%LEL
Methyl methacrylate | MMA | 80-62-6 | C5H8O2 | SG | SG-8521 | - | Fixed | GD-A80Vseries | 0～100ppm/0～200ppm/0～300ppm/0～500ppm/0～1000ppm/0～2000ppm/0～3000ppm
Methyl methacrylate | MMA | 80-62-6 | C5H8O2 | SG | SG-8521 | - | Fixed | GD-D58・GHseries | 0～100ppm/0～200ppm/0～300ppm/0～500ppm/0～1000ppm/0～2000ppm/0～3000ppm
Methyl methacrylate | MMA | 80-62-6 | C5H8O2 | SG | SG-8521 | - | Fixed | SD-1GHseries | 0～100ppm/0～200ppm/0～300ppm/0～500ppm/0～1000ppm/0～2000ppm/0～3000ppm
Methyl methacrylate | MMA | 80-62-6 | C5H8O2 | SG | SG-8521 | - | Fixed | SD-D58・GHseries | 0～100ppm/0～200ppm/0～300ppm/0～500ppm/0～1000ppm/0～2000ppm/0～3000ppm
Methyl methacrylate | MMA | 80-62-6 | C5H8O2 | HW | NC-6215 | - | Portable | GP-1000(HC/CH4) | 0～100%LEL
Methyl methacrylate | MMA | 80-62-6 | C5H8O2 | HW | NC-6307 | - | Portable | NC-1000(HC/CH4) | 0～10000ppm
Methyl n-amyl ketone | C7H14O | 110-43-0 | C7H14O | HW | HW-6211 | - | Fixed | SD-1(TYPE GP)series | ～100%LEL
Methyl n-amyl ketone | C7H14O | 110-43-0 | C7H14O | HW | HW-6211 | - | Fixed | SD-D58(TYPE GP)series | ～100%LEL
Methyl n-amyl ketone | C7H14O | 110-43-0 | C7H14O | HW | HW-6211/NC-6211 | - | Fixed | GD-A80series | ～100%LEL/～11000ppm
Methyl n-amyl ketone | C7H14O | 110-43-0 | C7H14O | HW | HW-6211/NC-6211 | - | Fixed | GD-D58(TYPE GP)series | ～100%LEL/～11000ppm
Methyl n-amyl ketone | C7H14O | 110-43-0 | C7H14O | HW | HW-6211/NC-6211 | - | Fixed | GD-D58(TYPE NC)series | ～100%LEL/～11000ppm
Methyl n-amyl ketone | C7H14O | 110-43-0 | C7H14O | HW | HW-6211/NC-6211 | - | Fixed | SD-1(TYPE NC)series | ～100%LEL/～11000ppm
Methyl n-amyl ketone | C7H14O | 110-43-0 | C7H14O | HW | HW-6211/NC-6211 | - | Fixed | SD-D58(TYPE NC)series | ～100%LEL/～11000ppm
Methyl n-amyl ketone | C7H14O | 110-43-0 | C7H14O | HW | HW-6206 | - | Fixed | SD-2500 | 0～100%LEL | Upper limit of operating temperature of instrument: SD-2500=160℃/SD-2600=200℃/SD-2700：250℃
Methyl n-amyl ketone | C7H14O | 110-43-0 | C7H14O | HW | HW-6206 | - | Fixed | SD-2600 | 0～100%LEL | Upper limit of operating temperature of instrument: SD-2500=160℃/SD-2600=200℃/SD-2700：250℃
Methyl n-amyl ketone | C7H14O | 110-43-0 | C7H14O | HW | HW-6206 | - | Fixed | SD-2700 | 0～100%LEL | Upper limit of operating temperature of instrument: SD-2500=160℃/SD-2600=200℃/SD-2700：250℃
Methyl n-amyl ketone | C7H14O | 110-43-0 | C7H14O | HW | HW-6207 | - | Fixed | GD-A2400 | 0～100%LEL | Upper limit of operating temperature of instrument: GD-A2400=160℃
Methyl n-amyl ketone | C7H14O | 110-43-0 | C7H14O | HW | HW-6208 | - | Fixed | SD-2500 | 0～100%LEL | HW-6206 temperature sorted sensor, Upper limit of operating temperature of instrument: SD-2500=160℃/SD-2600=200℃/SD-2700：250℃
Methyl n-amyl ketone | C7H14O | 110-43-0 | C7H14O | HW | HW-6208 | - | Fixed | SD-2600 | 0～100%LEL | HW-6206 temperature sorted sensor, Upper limit of operating temperature of instrument: SD-2500=160℃/SD-2600=200℃/SD-2700：250℃
Methyl n-amyl ketone | C7H14O | 110-43-0 | C7H14O | HW | HW-6208 | - | Fixed | SD-2700 | 0～100%LEL | HW-6206 temperature sorted sensor, Upper limit of operating temperature of instrument: SD-2500=160℃/SD-2600=200℃/SD-2700：250℃
Methyl n-amyl ketone | C7H14O | 110-43-0 | C7H14O | HW | HW-6212 | - | Fixed | GD-A80-70series | 0～100%LEL
Methyl n-amyl ketone | C7H14O | 110-43-0 | C7H14O | SG | SG-8521 | - | Fixed | GD-A80Vseries | 0～200ppm/0～300ppm/0～500ppm/0～1000ppm/0～2000ppm/0～3000ppm
Methyl n-amyl ketone | C7H14O | 110-43-0 | C7H14O | SG | SG-8521 | - | Fixed | GD-D58・GHseries | 0～200ppm/0～300ppm/0～500ppm/0～1000ppm/0～2000ppm/0～3000ppm
Methyl n-amyl ketone | C7H14O | 110-43-0 | C7H14O | SG | SG-8521 | - | Fixed | SD-1GHseries | 0～200ppm/0～300ppm/0～500ppm/0～1000ppm/0～2000ppm/0～3000ppm
Methyl n-amyl ketone | C7H14O | 110-43-0 | C7H14O | SG | SG-8521 | - | Fixed | SD-D58・GHseries | 0～200ppm/0～300ppm/0～500ppm/0～1000ppm/0～2000ppm/0～3000ppm
Methyl Propionate | PacidMt | 554-12-1 | C4H8O2 | SG | SG-8562 | - | Fixed | GD-A80Vseries | 0～20ppm/0～30ppm/0～50ppm/0～100ppm/0～200ppm/0～300ppm/0～500ppm/0～1000ppm
Methyl Propionate | PacidMt | 554-12-1 | C4H8O2 | SG | SG-8562 | - | Fixed | GD-D58・GHseries | 0～20ppm/0～30ppm/0～50ppm/0～100ppm/0～200ppm/0～300ppm/0～500ppm/0～1000ppm
Methyl Propionate | PacidMt | 554-12-1 | C4H8O2 | SG | SG-8562 | - | Fixed | SD-1GHseries | 0～20ppm/0～30ppm/0～50ppm/0～100ppm/0～200ppm/0～300ppm/0～500ppm/0～1000ppm
Methyl Propionate | PacidMt | 554-12-1 | C4H8O2 | SG | SG-8562 | - | Fixed | SD-D58・GHseries | 0～20ppm/0～30ppm/0～50ppm/0～100ppm/0～200ppm/0～300ppm/0～500ppm/0～1000ppm
Methyl silicate | QMS | 681-84-5 | C4H12O4Si | SS | SSU-1925 | - | Fixed | GD-70D+PLUseries | 0‐15ppm | PLU-70 required
Methyl silicate | QMS | 681-84-5 | C4H12O4Si | SS | SSU-1925 | - | Fixed | GD-70DG | 0‐15ppm | PLU-70 required
Methyl Sulfide | C2H6S | 75-18-3 | C2H6S | SG | SG-8564 | - | Fixed | GD-A80Vseries | 0～50ppm
Methyl Sulfide | C2H6S | 75-18-3 | C2H6S | SG | SG-8564 | - | Fixed | GD-D58・GHseries | 0～50ppm
Methyl Sulfide | C2H6S | 75-18-3 | C2H6S | SG | SG-8564 | - | Fixed | SD-1GHseries | 0～50ppm
Methyl Sulfide | C2H6S | 75-18-3 | C2H6S | SG | SG-8564 | - | Fixed | SD-D58・GHseries | 0～50ppm
Methyl tert-butyl ether | C5H12O | 1634-04-4 | C5H12O | HW | HW-6211 | - | Fixed | SD-1(TYPE GP)series | ～100%LEL
Methyl tert-butyl ether | C5H12O | 1634-04-4 | C5H12O | HW | HW-6211 | - | Fixed | SD-D58(TYPE GP)series | ～100%LEL
Methyl tert-butyl ether | C5H12O | 1634-04-4 | C5H12O | HW | HW-6211/NC-6211 | - | Fixed | GD-A80series | ～100%LEL/～16000ppm
Methyl tert-butyl ether | C5H12O | 1634-04-4 | C5H12O | HW | HW-6211/NC-6211 | - | Fixed | GD-D58(TYPE GP)series | ～100%LEL/～16000ppm
Methyl tert-butyl ether | C5H12O | 1634-04-4 | C5H12O | HW | HW-6211/NC-6211 | - | Fixed | GD-D58(TYPE NC)series | ～100%LEL/～16000ppm
Methyl tert-butyl ether | C5H12O | 1634-04-4 | C5H12O | HW | HW-6211/NC-6211 | - | Fixed | SD-1(TYPE NC)series | ～100%LEL/～16000ppm
Methyl tert-butyl ether | C5H12O | 1634-04-4 | C5H12O | HW | HW-6211/NC-6211 | - | Fixed | SD-D58(TYPE NC)series | ～100%LEL/～16000ppm
Methylacrylonitrile | C4H5N | 126-98-7 | C4H5N | SG | SG-8521 | - | Fixed | GD-A80Vseries | 0～100ppm/0～200ppm/0～300ppm/0～500ppm/0～1000ppm/0～2000ppm
Methylacrylonitrile | C4H5N | 126-98-7 | C4H5N | SG | SG-8521 | - | Fixed | GD-D58・GHseries | 0～100ppm/0～200ppm/0～300ppm/0～500ppm/0～1000ppm/0～2000ppm
Methylacrylonitrile | C4H5N | 126-98-7 | C4H5N | SG | SG-8521 | - | Fixed | SD-1GHseries | 0～100ppm/0～200ppm/0～300ppm/0～500ppm/0～1000ppm/0～2000ppm
Methylacrylonitrile | C4H5N | 126-98-7 | C4H5N | SG | SG-8521 | - | Fixed | SD-D58・GHseries | 0～100ppm/0～200ppm/0～300ppm/0～500ppm/0～1000ppm/0～2000ppm
Methylal | DM-METN | 109-87-5 | C3H8O2 | SG | SG-8521 | - | Fixed | GD-A80Vseries | 0～30ppm/0～50ppm/0～100ppm/0～200ppm/0～300ppm/0～500ppm/0～1000ppm/0～2000ppm/0～3000ppm
Methylal | DM-METN | 109-87-5 | C3H8O2 | SG | SG-8521 | - | Fixed | GD-D58・GHseries | 0～30ppm/0～50ppm/0～100ppm/0～200ppm/0～300ppm/0～500ppm/0～1000ppm/0～2000ppm/0～3000ppm
Methylal | DM-METN | 109-87-5 | C3H8O2 | SG | SG-8521 | - | Fixed | SD-1GHseries | 0～30ppm/0～50ppm/0～100ppm/0～200ppm/0～300ppm/0～500ppm/0～1000ppm/0～2000ppm/0～3000ppm
Methylal | DM-METN | 109-87-5 | C3H8O2 | SG | SG-8521 | - | Fixed | SD-D58・GHseries | 0～30ppm/0～50ppm/0～100ppm/0～200ppm/0～300ppm/0～500ppm/0～1000ppm/0～2000ppm/0～3000ppm
Methylamine | MMtA | 74-89-5 | CH5N | ES | ESU-23RV | - | Fixed | GD-70Dseries | 0～15ppm
Methylamine | MMtA | 74-89-5 | CH5N | ES | ESU-23RV | - | Fixed | TP-70D | 0～15ppm
Methylamine | MMtA | 74-89-5 | CH5N | ES | ESU-23RVM | - | Fixed | GD-70Dseries | 0～15ppm | Updated against electrolyte reduction
Methylamine | MMtA | 74-89-5 | CH5N | ES | ESU-23RVM | - | Fixed | TP-70D | 0～15ppm | Updated against electrolyte reduction
Methylamine | MMtA | 74-89-5 | CH5N | ES | ESM-23RV | - | Fixed | GD-K88Aiseries | 0～15ppm
Methylamine | MMtA | 74-89-5 | CH5N | ES | ESM-23RV | - | Fixed | GD-K88Diseries | 0～15ppm
Methylamine | MMtA | 74-89-5 | CH5N | ES | ESM-23RVM | - | Fixed | GD-K88Aiseries | 0～15ppm | Updated against electrolyte reduction
Methylamine | MMtA | 74-89-5 | CH5N | ES | ESM-23RVM | - | Fixed | GD-K88Diseries | 0～15ppm | Updated against electrolyte reduction
Methylamine | MMtA | 74-89-5 | CH5N | HW | HW-6211 | - | Fixed | SD-1(TYPE GP)series | ～100%LEL
Methylamine | MMtA | 74-89-5 | CH5N | HW | HW-6211 | - | Fixed | SD-D58(TYPE GP)series | ～100%LEL
Methylamine | MMtA | 74-89-5 | CH5N | HW | HW-6211/NC-6211 | - | Fixed | GD-A80series | ～100%LEL/～49000ppm
Methylamine | MMtA | 74-89-5 | CH5N | HW | HW-6211/NC-6211 | - | Fixed | GD-D58(TYPE GP)series | ～100%LEL/～49000ppm
Methylamine | MMtA | 74-89-5 | CH5N | HW | HW-6211/NC-6211 | - | Fixed | GD-D58(TYPE NC)series | ～100%LEL/～49000ppm
Methylamine | MMtA | 74-89-5 | CH5N | HW | HW-6211/NC-6211 | - | Fixed | SD-1(TYPE NC)series | ～100%LEL/～49000ppm
Methylamine | MMtA | 74-89-5 | CH5N | HW | HW-6211/NC-6211 | - | Fixed | SD-D58(TYPE NC)series | ～100%LEL/～49000ppm
Methylcyclohexane | C7H14 | 108-87-2 | C7H14 | HW | HW-6211 | - | Fixed | SD-1(TYPE GP)series | ～100%LEL
Methylcyclohexane | C7H14 | 108-87-2 | C7H14 | HW | HW-6211 | - | Fixed | SD-D58(TYPE GP)series | ～100%LEL
Methylcyclohexane | C7H14 | 108-87-2 | C7H14 | HW | HW-6211/NC-6211 | - | Fixed | GD-A80series | ～100%LEL/～11500ppm
Methylcyclohexane | C7H14 | 108-87-2 | C7H14 | HW | HW-6211/NC-6211 | - | Fixed | GD-D58(TYPE GP)series | ～100%LEL/～11500ppm
Methylcyclohexane | C7H14 | 108-87-2 | C7H14 | HW | HW-6211/NC-6211 | - | Fixed | GD-D58(TYPE NC)series | ～100%LEL/～11500ppm
Methylcyclohexane | C7H14 | 108-87-2 | C7H14 | HW | HW-6211/NC-6211 | - | Fixed | SD-1(TYPE NC)series | ～100%LEL/～11500ppm
Methylcyclohexane | C7H14 | 108-87-2 | C7H14 | HW | HW-6211/NC-6211 | - | Fixed | SD-D58(TYPE NC)series | ～100%LEL/～11500ppm
Methylcyclohexane | C7H14 | 108-87-2 | C7H14 | SG | SG-8521 | - | Fixed | GD-A80Vseries | 0～200ppm/0～300ppm/0～500ppm/0～1000ppm/0～2000ppm/0～3000ppm/0～5000ppm
Methylcyclohexane | C7H14 | 108-87-2 | C7H14 | SG | SG-8521 | - | Fixed | GD-D58・GHseries | 0～200ppm/0～300ppm/0～500ppm/0～1000ppm/0～2000ppm/0～3000ppm/0～5000ppm
Methylcyclohexane | C7H14 | 108-87-2 | C7H14 | SG | SG-8521 | - | Fixed | SD-1GHseries | 0～200ppm/0～300ppm/0～500ppm/0～1000ppm/0～2000ppm/0～3000ppm/0～5000ppm
Methylcyclohexane | C7H14 | 108-87-2 | C7H14 | SG | SG-8521 | - | Fixed | SD-D58・GHseries | 0～200ppm/0～300ppm/0～500ppm/0～1000ppm/0～2000ppm/0～3000ppm/0～5000ppm
Methylcyclohexane | C7H14 | 108-87-2 | C7H14 | SG | SG-8562 | - | Fixed | GD-A80Vseries | 0～100ppm/0～200ppm/0～300ppm/0～500ppm/0～1000ppm/0～2000ppm
Methylcyclohexane | C7H14 | 108-87-2 | C7H14 | SG | SG-8562 | - | Fixed | GD-D58・GHseries | 0～100ppm/0～200ppm/0～300ppm/0～500ppm/0～1000ppm/0～2000ppm
Methylcyclohexane | C7H14 | 108-87-2 | C7H14 | SG | SG-8562 | - | Fixed | SD-1GHseries | 0～100ppm/0～200ppm/0～300ppm/0～500ppm/0～1000ppm/0～2000ppm
Methylcyclohexane | C7H14 | 108-87-2 | C7H14 | SG | SG-8562 | - | Fixed | SD-D58・GHseries | 0～100ppm/0～200ppm/0～300ppm/0～500ppm/0～1000ppm/0～2000ppm
Methylcyclohexane | C7H14 | 108-87-2 | C7H14 | HW | NC-6215 | - | Portable | GP-1000(Specified cal.gas) | 0～100%LEL
Methylmercaptan | CH3SH | 74-93-1 | CH4S | SG | SG-8513 | - | Fixed | GD-A80Vseries | 0～50ppm
Methylmercaptan | CH3SH | 74-93-1 | CH4S | SG | SG-8513 | - | Fixed | GD-D58・GHseries | 0～50ppm
Methylmercaptan | CH3SH | 74-93-1 | CH4S | SG | SG-8513 | - | Fixed | SD-1GHseries | 0～50ppm
Methylmercaptan | CH3SH | 74-93-1 | CH4S | SG | SG-8513 | - | Fixed | SD-D58・GHseries | 0～50ppm
Monofluoromethane | R-41 | 593-53-3 | CH3F | SG | SGU-8511 | - | Fixed | GD-70Dseries | 0～10000ppm
Monofluoromethane | R-41 | 593-53-3 | CH3F | SG | SGU-8511 | - | Fixed | TP-70D | 0～10000ppm
Monofluoromethane | R-41 | 593-53-3 | CH3F | SG | SGU-8521 | - | Fixed | GD-70Dseries | 0～2000ppm
Monofluoromethane | R-41 | 593-53-3 | CH3F | SG | SGU-8521 | - | Fixed | TP-70D | 0～2000ppm
Monofluoromethane | R-41 | 593-53-3 | CH3F | RI | DE-2113-35 | - | Fixed | RI-257 | 0～5vol%
Monofluoromethane | R-41 | 593-53-3 | CH3F | SG | SG-8511 | - | Fixed | GD-A80Vseries | 0～3000ppm/0～5000ppm/0～10000ppm
Monofluoromethane | R-41 | 593-53-3 | CH3F | SG | SG-8511 | - | Fixed | GD-D58・GHseries | 0～3000ppm/0～5000ppm/0～10000ppm
Monofluoromethane | R-41 | 593-53-3 | CH3F | SG | SG-8511 | - | Fixed | SD-1GHseries | 0～3000ppm/0～5000ppm/0～10000ppm
Monofluoromethane | R-41 | 593-53-3 | CH3F | SG | SG-8511 | - | Fixed | SD-D58・GHseries | 0～3000ppm/0～5000ppm/0～10000ppm
Monofluoromethane | R-41 | 593-53-3 | CH3F | SG | SG-8521 | - | Fixed | GD-A80Vseries | 0～500ppm/0～1000ppm/0～2000ppm
Monofluoromethane | R-41 | 593-53-3 | CH3F | SG | SG-8521 | - | Fixed | GD-D58・GHseries | 0～500ppm/0～1000ppm/0～2000ppm
Monofluoromethane | R-41 | 593-53-3 | CH3F | SG | SG-8521 | - | Fixed | SD-1GHseries | 0～500ppm/0～1000ppm/0～2000ppm
Monofluoromethane | R-41 | 593-53-3 | CH3F | SG | SG-8521 | - | Fixed | SD-D58・GHseries | 0～500ppm/0～1000ppm/0～2000ppm
Monofluoromethane | R-41 | 593-53-3 | CH3F | SG | SG-8582 | - | Fixed | GD-A80Vseries | 0～200ppm/0～300ppm/0～500ppm/0～1000ppm/0～2000ppm | Standard sensor: SG-8511, SG-8521
Monofluoromethane | R-41 | 593-53-3 | CH3F | SG | SG-8582 | - | Fixed | GD-D58・GHseries | 0～200ppm/0～300ppm/0～500ppm/0～1000ppm/0～2000ppm | Standard sensor: SG-8511, SG-8521
Monofluoromethane | R-41 | 593-53-3 | CH3F | SG | SG-8582 | - | Fixed | SD-1GHseries | 0～200ppm/0～300ppm/0～500ppm/0～1000ppm/0～2000ppm | Standard sensor: SG-8511, SG-8521
Monofluoromethane | R-41 | 593-53-3 | CH3F | SG | SG-8582 | - | Fixed | SD-D58・GHseries | 0～200ppm/0～300ppm/0～500ppm/0～1000ppm/0～2000ppm | Standard sensor: SG-8511, SG-8521
Monomethylsilane | CH3SiH3 | 992-94-9 | CH6Si | ES | ESU-23DH | - | Fixed | GD-70Dseries | 0～20ppm
Monomethylsilane | CH3SiH3 | 992-94-9 | CH6Si | ES | ESU-23DH | - | Fixed | TP-70D | 0～20ppm
Monomethylsilane | CH3SiH3 | 992-94-9 | CH6Si | ES | ESM-23DH | - | Fixed | GD-K88Aiseries | 0～20ppm
Monomethylsilane | CH3SiH3 | 992-94-9 | CH6Si | ES | ESM-23DH | - | Fixed | GD-K88Diseries | 0～20ppm
Morpholine | C4H8HNO | 110-91-8 | C4H9NO | SG | SG-8562 | - | Fixed | GD-A80Vseries | 0～50ppm/0～100ppm/0～200ppm/0～300ppm/0～500ppm/0～1000ppm/0～2000ppm
Morpholine | C4H8HNO | 110-91-8 | C4H9NO | SG | SG-8562 | - | Fixed | GD-D58・GHseries | 0～50ppm/0～100ppm/0～200ppm/0～300ppm/0～500ppm/0～1000ppm/0～2000ppm
Morpholine | C4H8HNO | 110-91-8 | C4H9NO | SG | SG-8562 | - | Fixed | SD-1GHseries | 0～50ppm/0～100ppm/0～200ppm/0～300ppm/0～500ppm/0～1000ppm/0～2000ppm
Morpholine | C4H8HNO | 110-91-8 | C4H9NO | SG | SG-8562 | - | Fixed | SD-D58・GHseries | 0～50ppm/0～100ppm/0～200ppm/0～300ppm/0～500ppm/0～1000ppm/0～2000ppm
N-(Trimethylsilyl)dimethylamine | TMS-DMA | 2083-91-2 | C5H15NSi | RI | DE-2113-37 | - | Fixed | RI-257 | 0～10000ppm
N,N,N',N'-Tetramethylethylenediamine | TMEDA | 110-18-9 | C6H16N2 | SG | SG-8521 | - | Fixed | GD-A80Vseries | 0～200ppm/0～300ppm/0～500ppm/0～1000ppm
N,N,N',N'-Tetramethylethylenediamine | TMEDA | 110-18-9 | C6H16N2 | SG | SG-8521 | - | Fixed | GD-D58・GHseries | 0～200ppm/0～300ppm/0～500ppm/0～1000ppm
N,N,N',N'-Tetramethylethylenediamine | TMEDA | 110-18-9 | C6H16N2 | SG | SG-8521 | - | Fixed | SD-1GHseries | 0～200ppm/0～300ppm/0～500ppm/0～1000ppm
N,N,N',N'-Tetramethylethylenediamine | TMEDA | 110-18-9 | C6H16N2 | SG | SG-8521 | - | Fixed | SD-D58・GHseries | 0～200ppm/0～300ppm/0～500ppm/0～1000ppm
N,N-Dimethylacetamide | DMAC | 127-19-5 | C4H9NO | HW | NCU‐6211 | - | Fixed | GD-70Dseries | 0～4000ppm
N,N-Dimethylacetamide | DMAC | 127-19-5 | C4H9NO | HW | NCU‐6211 | - | Fixed | TP-70D | 0～4000ppm
N,N-Dimethylacetamide | DMAC | 127-19-5 | C4H9NO | HW | NC-6211 | - | Fixed | GD-A80series | ～25%LEL/～5000ppm
N,N-Dimethylacetamide | DMAC | 127-19-5 | C4H9NO | HW | NC-6211 | - | Fixed | GD-D58(TYPE GP)series | ～25%LEL/～5000ppm
N,N-Dimethylacetamide | DMAC | 127-19-5 | C4H9NO | HW | NC-6211 | - | Fixed | GD-D58(TYPE NC)series | ～25%LEL/～5000ppm
N,N-Dimethylacetamide | DMAC | 127-19-5 | C4H9NO | HW | NC-6211 | - | Fixed | SD-1(TYPE NC)series | ～25%LEL/～5000ppm
N,N-Dimethylacetamide | DMAC | 127-19-5 | C4H9NO | HW | NC-6211 | - | Fixed | SD-D58(TYPE NC)series | ～25%LEL/～5000ppm
N,N-Dimethylacetamide | DMAC | 127-19-5 | C4H9NO | HW | HW-6206 | - | Fixed | SD-2500 | 0～100%LEL | Upper limit of operating temperature of instrument: SD-2500=160℃/SD-2600=200℃/SD-2700：250℃
N,N-Dimethylacetamide | DMAC | 127-19-5 | C4H9NO | HW | HW-6206 | - | Fixed | SD-2600 | 0～100%LEL | Upper limit of operating temperature of instrument: SD-2500=160℃/SD-2600=200℃/SD-2700：250℃
N,N-Dimethylacetamide | DMAC | 127-19-5 | C4H9NO | HW | HW-6206 | - | Fixed | SD-2700 | 0～100%LEL | Upper limit of operating temperature of instrument: SD-2500=160℃/SD-2600=200℃/SD-2700：250℃
N,N-Dimethylacetamide | DMAC | 127-19-5 | C4H9NO | HW | HW-6207 | - | Fixed | GD-A2400 | 0～100%LEL | Upper limit of operating temperature of instrument: GD-A2400=160℃
N,N-Dimethylacetamide | DMAC | 127-19-5 | C4H9NO | HW | HW-6208 | - | Fixed | SD-2500 | 0～100%LEL | HW-6206 temperature sorted sensor, Upper limit of operating temperature of instrument: SD-2500=160℃/SD-2600=200℃/SD-2700：250℃
N,N-Dimethylacetamide | DMAC | 127-19-5 | C4H9NO | HW | HW-6208 | - | Fixed | SD-2600 | 0～100%LEL | HW-6206 temperature sorted sensor, Upper limit of operating temperature of instrument: SD-2500=160℃/SD-2600=200℃/SD-2700：250℃
N,N-Dimethylacetamide | DMAC | 127-19-5 | C4H9NO | HW | HW-6208 | - | Fixed | SD-2700 | 0～100%LEL | HW-6206 temperature sorted sensor, Upper limit of operating temperature of instrument: SD-2500=160℃/SD-2600=200℃/SD-2700：250℃
N,N-Dimethylacetamide | DMAC | 127-19-5 | C4H9NO | HW | HW-6212 | - | Fixed | GD-A80-70series | 0～100%LEL
N,N-Dimethylacetamide | DMAC | 127-19-5 | C4H9NO | SG | SG-8521 | - | Fixed | GD-A80Vseries | 0～100ppm/0～200ppm/0～300ppm/0～500ppm/0～1000ppm/0～2000ppm
N,N-Dimethylacetamide | DMAC | 127-19-5 | C4H9NO | SG | SG-8521 | - | Fixed | GD-D58・GHseries | 0～100ppm/0～200ppm/0～300ppm/0～500ppm/0～1000ppm/0～2000ppm
N,N-Dimethylacetamide | DMAC | 127-19-5 | C4H9NO | SG | SG-8521 | - | Fixed | SD-1GHseries | 0～100ppm/0～200ppm/0～300ppm/0～500ppm/0～1000ppm/0～2000ppm
N,N-Dimethylacetamide | DMAC | 127-19-5 | C4H9NO | SG | SG-8521 | - | Fixed | SD-D58・GHseries | 0～100ppm/0～200ppm/0～300ppm/0～500ppm/0～1000ppm/0～2000ppm
N,N'-Dimethylethylenediamine | C4H12N2 | 110-70-3 | C4H12N2 | HW | HW-6206 | - | Fixed | SD-2500 | 0～100%LEL | Upper limit of operating temperature of instrument: SD-2500=160℃/SD-2600=200℃/SD-2700：250℃
N,N'-Dimethylethylenediamine | C4H12N2 | 110-70-3 | C4H12N2 | HW | HW-6206 | - | Fixed | SD-2600 | 0～100%LEL | Upper limit of operating temperature of instrument: SD-2500=160℃/SD-2600=200℃/SD-2700：250℃
N,N'-Dimethylethylenediamine | C4H12N2 | 110-70-3 | C4H12N2 | HW | HW-6206 | - | Fixed | SD-2700 | 0～100%LEL | Upper limit of operating temperature of instrument: SD-2500=160℃/SD-2600=200℃/SD-2700：250℃
N,N'-Dimethylethylenediamine | C4H12N2 | 110-70-3 | C4H12N2 | HW | HW-6207 | - | Fixed | GD-A2400 | 0～100%LEL | Upper limit of operating temperature of instrument: GD-A2400=160℃
N,N'-Dimethylethylenediamine | C4H12N2 | 110-70-3 | C4H12N2 | HW | HW-6208 | - | Fixed | SD-2500 | 0～100%LEL | HW-6206 temperature sorted sensor, Upper limit of operating temperature of instrument: SD-2500=160℃/SD-2600=200℃/SD-2700：250℃
N,N'-Dimethylethylenediamine | C4H12N2 | 110-70-3 | C4H12N2 | HW | HW-6208 | - | Fixed | SD-2600 | 0～100%LEL | HW-6206 temperature sorted sensor, Upper limit of operating temperature of instrument: SD-2500=160℃/SD-2600=200℃/SD-2700：250℃
N,N'-Dimethylethylenediamine | C4H12N2 | 110-70-3 | C4H12N2 | HW | HW-6208 | - | Fixed | SD-2700 | 0～100%LEL | HW-6206 temperature sorted sensor, Upper limit of operating temperature of instrument: SD-2500=160℃/SD-2600=200℃/SD-2700：250℃
N,N'-Dimethylethylenediamine | C4H12N2 | 110-70-3 | C4H12N2 | HW | HW-6212 | - | Fixed | GD-A80-70series | 0～100%LEL
Naphtha | NAPHTHA | 8030-30-6 | - | HW | HW-6211 | - | Fixed | SD-1(TYPE GP)series | ～100%LEL
Naphtha | NAPHTHA | 8030-30-6 | - | HW | HW-6211 | - | Fixed | SD-D58(TYPE GP)series | ～100%LEL
Naphtha | NAPHTHA | 8030-30-6 | - | HW | HW-6211/NC-6211 | - | Fixed | GD-A80series | ～100%LEL/～9000ppm
Naphtha | NAPHTHA | 8030-30-6 | - | HW | HW-6211/NC-6211 | - | Fixed | GD-D58(TYPE GP)series | ～100%LEL/～9000ppm
Naphtha | NAPHTHA | 8030-30-6 | - | HW | HW-6211/NC-6211 | - | Fixed | GD-D58(TYPE NC)series | ～100%LEL/～9000ppm
Naphtha | NAPHTHA | 8030-30-6 | - | HW | HW-6211/NC-6211 | - | Fixed | SD-1(TYPE NC)series | ～100%LEL/～9000ppm
Naphtha | NAPHTHA | 8030-30-6 | - | HW | HW-6211/NC-6211 | - | Fixed | SD-D58(TYPE NC)series | ～100%LEL/～9000ppm
Naphtha | NAPHTHA | 8030-30-6 | - | HW | HW-6206 | - | Fixed | SD-2500 | 0～100%LEL | Upper limit of operating temperature of instrument: SD-2500=160℃/SD-2600=200℃/SD-2700：250℃
Naphtha | NAPHTHA | 8030-30-6 | - | HW | HW-6206 | - | Fixed | SD-2600 | 0～100%LEL | Upper limit of operating temperature of instrument: SD-2500=160℃/SD-2600=200℃/SD-2700：250℃
Naphtha | NAPHTHA | 8030-30-6 | - | HW | HW-6206 | - | Fixed | SD-2700 | 0～100%LEL | Upper limit of operating temperature of instrument: SD-2500=160℃/SD-2600=200℃/SD-2700：250℃
Naphtha | NAPHTHA | 8030-30-6 | - | HW | HW-6207 | - | Fixed | GD-A2400 | 0～100%LEL | Upper limit of operating temperature of instrument: GD-A2400=160℃
Naphtha | NAPHTHA | 8030-30-6 | - | HW | HW-6208 | - | Fixed | SD-2500 | 0～100%LEL | HW-6206 temperature sorted sensor, Upper limit of operating temperature of instrument: SD-2500=160℃/SD-2600=200℃/SD-2700：250℃
Naphtha | NAPHTHA | 8030-30-6 | - | HW | HW-6208 | - | Fixed | SD-2600 | 0～100%LEL | HW-6206 temperature sorted sensor, Upper limit of operating temperature of instrument: SD-2500=160℃/SD-2600=200℃/SD-2700：250℃
Naphtha | NAPHTHA | 8030-30-6 | - | HW | HW-6208 | - | Fixed | SD-2700 | 0～100%LEL | HW-6206 temperature sorted sensor, Upper limit of operating temperature of instrument: SD-2500=160℃/SD-2600=200℃/SD-2700：250℃
Naphtha | NAPHTHA | 8030-30-6 | - | HW | HW-6212 | - | Fixed | GD-A80-70series | 0～100%LEL
n-Butane | n-C4H10 | 106-97-8 | C4H10 | RI | DE-3315-2 | - | Fixed | SD-1RIseries | 0～100%LEL
n-Butane | n-C4H10 | 106-97-8 | C4H10 | HW | HW-6211 | - | Fixed | SD-1(TYPE GP)series | ～100%LEL
n-Butane | n-C4H10 | 106-97-8 | C4H10 | HW | HW-6211 | - | Fixed | SD-D58(TYPE GP)series | ～100%LEL
n-Butane | n-C4H10 | 106-97-8 | C4H10 | HW | HW-6211/NC-6211 | - | Fixed | GD-A80series | ～100%LEL/～15000ppm
n-Butane | n-C4H10 | 106-97-8 | C4H10 | HW | HW-6211/NC-6211 | - | Fixed | GD-D58(TYPE GP)series | ～100%LEL/～15000ppm
n-Butane | n-C4H10 | 106-97-8 | C4H10 | HW | HW-6211/NC-6211 | - | Fixed | GD-D58(TYPE NC)series | ～100%LEL/～15000ppm
n-Butane | n-C4H10 | 106-97-8 | C4H10 | HW | HW-6211/NC-6211 | - | Fixed | SD-1(TYPE NC)series | ～100%LEL/～15000ppm
n-Butane | n-C4H10 | 106-97-8 | C4H10 | HW | HW-6211/NC-6211 | - | Fixed | SD-D58(TYPE NC)series | ～100%LEL/～15000ppm
n-Butane | n-C4H10 | 106-97-8 | C4H10 | HW | HW-6213/NC-6213 | - | Fixed | GD-A80series | 0～100%LEL/0～15000ppm
n-Butane | n-C4H10 | 106-97-8 | C4H10 | HW | HW-6213/NC-6213 | - | Fixed | GD-D58(TYPE GP)series | 0～100%LEL/0～15000ppm
n-Butane | n-C4H10 | 106-97-8 | C4H10 | HW | HW-6213/NC-6213 | - | Fixed | GD-D58(TYPE NC)series | 0～100%LEL/0～15000ppm
n-Butane | n-C4H10 | 106-97-8 | C4H10 | HW | HW-6239 | - | Fixed | GD-A80-70series | 0～100%LEL
n-Butane | n-C4H10 | 106-97-8 | C4H10 | HW | HW-6239 | - | Fixed | SD-1(TYPE GP)series | 0～100%LEL
n-Butane | n-C4H10 | 106-97-8 | C4H10 | HW | HW-6239 | - | Fixed | SD-D58(TYPE GP)series | 0～100%LEL
n-Butane | n-C4H10 | 106-97-8 | C4H10 | HW | HW-6239/NC-6239 | - | Fixed | GD-A80series | 0～100%LEL/0～15000ppm
n-Butane | n-C4H10 | 106-97-8 | C4H10 | HW | HW-6239/NC-6239 | - | Fixed | GD-D58(TYPE GP)series | 0～100%LEL/0～15000ppm
n-Butane | n-C4H10 | 106-97-8 | C4H10 | HW | HW-6239/NC-6239 | - | Fixed | GD-D58(TYPE NC)series | 0～100%LEL/0～15000ppm
n-Butane | n-C4H10 | 106-97-8 | C4H10 | HW | HW-6239/NC-6239 | - | Fixed | SD-1(TYPE NC)series | 0～100%LEL/0～15000ppm
n-Butane | n-C4H10 | 106-97-8 | C4H10 | HW | HW-6239/NC-6239 | - | Fixed | SD-D58(TYPE NC)series | 0～100%LEL/0～15000ppm
n-Butane | n-C4H10 | 106-97-8 | C4H10 | HW | NC-6240A | - | Fixed | GD-A80series | 0～100%LEL/0～15000ppm
n-Butane | n-C4H10 | 106-97-8 | C4H10 | HW | NC-6240A | - | Fixed | GD-D58(TYPE NC)series | 0～100%LEL/0～15000ppm
n-Butane | n-C4H10 | 106-97-8 | C4H10 | HW | NC-6240A | - | Fixed | SD-1(TYPE NC)series | 0～100%LEL/0～15000ppm
n-Butane | n-C4H10 | 106-97-8 | C4H10 | HW | NC-6240A | - | Fixed | SD-D58(TYPE NC)series | 0～100%LEL/0～15000ppm
n-Butane | n-C4H10 | 106-97-8 | C4H10 | HW | NC-6245 | - | Fixed | GD-A80series | 0～100%LEL
n-Butane | n-C4H10 | 106-97-8 | C4H10 | HW | NC-6245 | - | Fixed | GD-D58(TYPE NC)series | 0～100%LEL
n-Butane | n-C4H10 | 106-97-8 | C4H10 | HW | NC-6245 | - | Fixed | SD-1(TYPE NC)series | 0～100%LEL
n-Butane | n-C4H10 | 106-97-8 | C4H10 | HW | NC-6245 | - | Fixed | SD-D58(TYPE NC)series | 0～100%LEL
n-Butane | n-C4H10 | 106-97-8 | C4H10 | HW | HW-6206 | - | Fixed | SD-2500 | 0～100%LEL | Upper limit of operating temperature of instrument: SD-2500=160℃/SD-2600=200℃/SD-2700：250℃
n-Butane | n-C4H10 | 106-97-8 | C4H10 | HW | HW-6206 | - | Fixed | SD-2600 | 0～100%LEL | Upper limit of operating temperature of instrument: SD-2500=160℃/SD-2600=200℃/SD-2700：250℃
n-Butane | n-C4H10 | 106-97-8 | C4H10 | HW | HW-6206 | - | Fixed | SD-2700 | 0～100%LEL | Upper limit of operating temperature of instrument: SD-2500=160℃/SD-2600=200℃/SD-2700：250℃
n-Butane | n-C4H10 | 106-97-8 | C4H10 | HW | HW-6207 | - | Fixed | GD-A2400 | 0～100%LEL | Upper limit of operating temperature of instrument: GD-A2400=160℃
n-Butane | n-C4H10 | 106-97-8 | C4H10 | HW | HW-6208 | - | Fixed | SD-2500 | 0～100%LEL | HW-6206 temperature sorted sensor, Upper limit of operating temperature of instrument: SD-2500=160℃/SD-2600=200℃/SD-2700：250℃
n-Butane | n-C4H10 | 106-97-8 | C4H10 | HW | HW-6208 | - | Fixed | SD-2600 | 0～100%LEL | HW-6206 temperature sorted sensor, Upper limit of operating temperature of instrument: SD-2500=160℃/SD-2600=200℃/SD-2700：250℃
n-Butane | n-C4H10 | 106-97-8 | C4H10 | HW | HW-6208 | - | Fixed | SD-2700 | 0～100%LEL | HW-6206 temperature sorted sensor, Upper limit of operating temperature of instrument: SD-2500=160℃/SD-2600=200℃/SD-2700：250℃
n-Butane | n-C4H10 | 106-97-8 | C4H10 | HW | HW-6212 | - | Fixed | GD-A80-70series | 0～100%LEL
n-Butane | n-C4H10 | 106-97-8 | C4H10 | SG | SG-8511 | - | Fixed | GD-A80Vseries | 0～3000ppm/0～5000ppm
n-Butane | n-C4H10 | 106-97-8 | C4H10 | SG | SG-8511 | - | Fixed | GD-D58・GHseries | 0～3000ppm/0～5000ppm
n-Butane | n-C4H10 | 106-97-8 | C4H10 | SG | SG-8511 | - | Fixed | SD-1GHseries | 0～3000ppm/0～5000ppm
n-Butane | n-C4H10 | 106-97-8 | C4H10 | SG | SG-8511 | - | Fixed | SD-D58・GHseries | 0～3000ppm/0～5000ppm
n-Butane | n-C4H10 | 106-97-8 | C4H10 | SG | SG-8521 | - | Fixed | GD-A80Vseries | 0～500ppm/0～1000ppm/0～2000ppm
n-Butane | n-C4H10 | 106-97-8 | C4H10 | SG | SG-8521 | - | Fixed | GD-D58・GHseries | 0～500ppm/0～1000ppm/0～2000ppm
n-Butane | n-C4H10 | 106-97-8 | C4H10 | SG | SG-8521 | - | Fixed | SD-1GHseries | 0～500ppm/0～1000ppm/0～2000ppm
n-Butane | n-C4H10 | 106-97-8 | C4H10 | SG | SG-8521 | - | Fixed | SD-D58・GHseries | 0～500ppm/0～1000ppm/0～2000ppm
n-Butane | n-C4H10 | 106-97-8 | C4H10 | SG | SG-8582 | - | Fixed | GD-A80Vseries | 0～100ppm/0～200ppm/0～300ppm/0～500ppm/0～1000ppm/0～2000ppm
n-Butane | n-C4H10 | 106-97-8 | C4H10 | SG | SG-8582 | - | Fixed | GD-D58・GHseries | 0～100ppm/0～200ppm/0～300ppm/0～500ppm/0～1000ppm/0～2000ppm
n-Butane | n-C4H10 | 106-97-8 | C4H10 | SG | SG-8582 | - | Fixed | SD-1GHseries | 0～100ppm/0～200ppm/0～300ppm/0～500ppm/0～1000ppm/0～2000ppm
n-Butane | n-C4H10 | 106-97-8 | C4H10 | SG | SG-8582 | - | Fixed | SD-D58・GHseries | 0～100ppm/0～200ppm/0～300ppm/0～500ppm/0～1000ppm/0～2000ppm
n-Butane | n-C4H10 | 106-97-8 | C4H10 | SH | SH-8661 | - | Portable | SP-220(TYPE H2) | 0～10000ppm
n-Butane | n-C4H10 | 106-97-8 | C4H10 | HW | NC-6215 | - | Portable | GP-1000(Specified cal.gas) | 0～100%LEL
n-Butane | n-C4H10 | 106-97-8 | C4H10 | HW | NC-6307 | - | Portable | NC-1000(Specified cal. Gas) | 0～10000ppm
n-Butane | n-C4H10 | 106-97-8 | C4H10 | IF | IFM-8048 | N2 | Portable | FI-8000 | 0～100%LEL
n-Butanol | n-BuOH | 71-36-3 | C4H10O | HW | HW-6211 | - | Fixed | SD-1(TYPE GP)series | ～100%LEL
n-Butanol | n-BuOH | 71-36-3 | C4H10O | HW | HW-6211 | - | Fixed | SD-D58(TYPE GP)series | ～100%LEL
n-Butanol | n-BuOH | 71-36-3 | C4H10O | HW | HW-6211/NC-6211 | - | Fixed | GD-A80series | ～100%LEL/～14000ppm
n-Butanol | n-BuOH | 71-36-3 | C4H10O | HW | HW-6211/NC-6211 | - | Fixed | GD-D58(TYPE GP)series | ～100%LEL/～14000ppm
n-Butanol | n-BuOH | 71-36-3 | C4H10O | HW | HW-6211/NC-6211 | - | Fixed | GD-D58(TYPE NC)series | ～100%LEL/～14000ppm
n-Butanol | n-BuOH | 71-36-3 | C4H10O | HW | HW-6211/NC-6211 | - | Fixed | SD-1(TYPE NC)series | ～100%LEL/～14000ppm
n-Butanol | n-BuOH | 71-36-3 | C4H10O | HW | HW-6211/NC-6211 | - | Fixed | SD-D58(TYPE NC)series | ～100%LEL/～14000ppm
n-Butanol | n-BuOH | 71-36-3 | C4H10O | HW | HW-6206 | - | Fixed | SD-2500 | 0～100%LEL | Upper limit of operating temperature of instrument: SD-2500=160℃/SD-2600=200℃/SD-2700：250℃
n-Butanol | n-BuOH | 71-36-3 | C4H10O | HW | HW-6206 | - | Fixed | SD-2600 | 0～100%LEL | Upper limit of operating temperature of instrument: SD-2500=160℃/SD-2600=200℃/SD-2700：250℃
n-Butanol | n-BuOH | 71-36-3 | C4H10O | HW | HW-6206 | - | Fixed | SD-2700 | 0～100%LEL | Upper limit of operating temperature of instrument: SD-2500=160℃/SD-2600=200℃/SD-2700：250℃
n-Butanol | n-BuOH | 71-36-3 | C4H10O | HW | HW-6207 | - | Fixed | GD-A2400 | 0～100%LEL | Upper limit of operating temperature of instrument: GD-A2400=160℃
n-Butanol | n-BuOH | 71-36-3 | C4H10O | HW | HW-6208 | - | Fixed | SD-2500 | 0～100%LEL | HW-6206 temperature sorted sensor, Upper limit of operating temperature of instrument: SD-2500=160℃/SD-2600=200℃/SD-2700：250℃
n-Butanol | n-BuOH | 71-36-3 | C4H10O | HW | HW-6208 | - | Fixed | SD-2600 | 0～100%LEL | HW-6206 temperature sorted sensor, Upper limit of operating temperature of instrument: SD-2500=160℃/SD-2600=200℃/SD-2700：250℃
n-Butanol | n-BuOH | 71-36-3 | C4H10O | HW | HW-6208 | - | Fixed | SD-2700 | 0～100%LEL | HW-6206 temperature sorted sensor, Upper limit of operating temperature of instrument: SD-2500=160℃/SD-2600=200℃/SD-2700：250℃
n-Butanol | n-BuOH | 71-36-3 | C4H10O | HW | HW-6212 | - | Fixed | GD-A80-70series | 0～100%LEL
n-Butanol | n-BuOH | 71-36-3 | C4H10O | SG | SG-8511 | - | Fixed | GD-A80Vseries | 0～2000ppm/0～3000ppm/0～5000ppm
n-Butanol | n-BuOH | 71-36-3 | C4H10O | SG | SG-8511 | - | Fixed | GD-D58・GHseries | 0～2000ppm/0～3000ppm/0～5000ppm
n-Butanol | n-BuOH | 71-36-3 | C4H10O | SG | SG-8511 | - | Fixed | SD-1GHseries | 0～2000ppm/0～3000ppm/0～5000ppm
n-Butanol | n-BuOH | 71-36-3 | C4H10O | SG | SG-8511 | - | Fixed | SD-D58・GHseries | 0～2000ppm/0～3000ppm/0～5000ppm
n-Butanol | n-BuOH | 71-36-3 | C4H10O | SG | SG-8521 | - | Fixed | GD-A80Vseries | 0～100ppm/0～200ppm/0～300ppm/0～500ppm/0～1000ppm
n-Butanol | n-BuOH | 71-36-3 | C4H10O | SG | SG-8521 | - | Fixed | GD-D58・GHseries | 0～100ppm/0～200ppm/0～300ppm/0～500ppm/0～1000ppm
n-Butanol | n-BuOH | 71-36-3 | C4H10O | SG | SG-8521 | - | Fixed | SD-1GHseries | 0～100ppm/0～200ppm/0～300ppm/0～500ppm/0～1000ppm
n-Butanol | n-BuOH | 71-36-3 | C4H10O | SG | SG-8521 | - | Fixed | SD-D58・GHseries | 0～100ppm/0～200ppm/0～300ppm/0～500ppm/0～1000ppm
n-Butanol | n-BuOH | 71-36-3 | C4H10O | IF | IFM-8048 | AIR | Portable | FI-8000 | 0～100%LEL
n-Butyl acetate | C6H12O2 | 123-86-4 | C6H12O2 | RI | DE-3315-2 | - | Fixed | SD-1RIseries | 0～100%LEL
n-Butyl acetate | C6H12O2 | 123-86-4 | C6H12O2 | HW | HW-6211 | - | Fixed | SD-1(TYPE GP)series | ～100%LEL
n-Butyl acetate | C6H12O2 | 123-86-4 | C6H12O2 | HW | HW-6211 | - | Fixed | SD-D58(TYPE GP)series | ～100%LEL
n-Butyl acetate | C6H12O2 | 123-86-4 | C6H12O2 | HW | HW-6211/NC-6211 | - | Fixed | GD-A80series | ～100%LEL/～14000ppm
n-Butyl acetate | C6H12O2 | 123-86-4 | C6H12O2 | HW | HW-6211/NC-6211 | - | Fixed | GD-D58(TYPE GP)series | ～100%LEL/～14000ppm
n-Butyl acetate | C6H12O2 | 123-86-4 | C6H12O2 | HW | HW-6211/NC-6211 | - | Fixed | GD-D58(TYPE NC)series | ～100%LEL/～14000ppm
n-Butyl acetate | C6H12O2 | 123-86-4 | C6H12O2 | HW | HW-6211/NC-6211 | - | Fixed | SD-1(TYPE NC)series | ～100%LEL/～14000ppm
n-Butyl acetate | C6H12O2 | 123-86-4 | C6H12O2 | HW | HW-6211/NC-6211 | - | Fixed | SD-D58(TYPE NC)series | ～100%LEL/～14000ppm
n-Butyl acetate | C6H12O2 | 123-86-4 | C6H12O2 | HW | HW-6206 | - | Fixed | SD-2500 | 0～100%LEL | Upper limit of operating temperature of instrument: SD-2500=160℃/SD-2600=200℃/SD-2700：250℃
n-Butyl acetate | C6H12O2 | 123-86-4 | C6H12O2 | HW | HW-6206 | - | Fixed | SD-2600 | 0～100%LEL | Upper limit of operating temperature of instrument: SD-2500=160℃/SD-2600=200℃/SD-2700：250℃
n-Butyl acetate | C6H12O2 | 123-86-4 | C6H12O2 | HW | HW-6206 | - | Fixed | SD-2700 | 0～100%LEL | Upper limit of operating temperature of instrument: SD-2500=160℃/SD-2600=200℃/SD-2700：250℃
n-Butyl acetate | C6H12O2 | 123-86-4 | C6H12O2 | HW | HW-6207 | - | Fixed | GD-A2400 | 0～100%LEL | Upper limit of operating temperature of instrument: GD-A2400=160℃
n-Butyl acetate | C6H12O2 | 123-86-4 | C6H12O2 | HW | HW-6208 | - | Fixed | SD-2500 | 0～100%LEL | HW-6206 temperature sorted sensor, Upper limit of operating temperature of instrument: SD-2500=160℃/SD-2600=200℃/SD-2700：250℃
n-Butyl acetate | C6H12O2 | 123-86-4 | C6H12O2 | HW | HW-6208 | - | Fixed | SD-2600 | 0～100%LEL | HW-6206 temperature sorted sensor, Upper limit of operating temperature of instrument: SD-2500=160℃/SD-2600=200℃/SD-2700：250℃
n-Butyl acetate | C6H12O2 | 123-86-4 | C6H12O2 | HW | HW-6208 | - | Fixed | SD-2700 | 0～100%LEL | HW-6206 temperature sorted sensor, Upper limit of operating temperature of instrument: SD-2500=160℃/SD-2600=200℃/SD-2700：250℃
n-Butyl acetate | C6H12O2 | 123-86-4 | C6H12O2 | HW | HW-6212 | - | Fixed | GD-A80-70series | 0～100%LEL
n-Butyl acetate | C6H12O2 | 123-86-4 | C6H12O2 | SG | SG-8511 | - | Fixed | GD-A80Vseries | 0～3000ppm/0～5000ppm
n-Butyl acetate | C6H12O2 | 123-86-4 | C6H12O2 | SG | SG-8511 | - | Fixed | GD-D58・GHseries | 0～3000ppm/0～5000ppm
n-Butyl acetate | C6H12O2 | 123-86-4 | C6H12O2 | SG | SG-8511 | - | Fixed | SD-1GHseries | 0～3000ppm/0～5000ppm
n-Butyl acetate | C6H12O2 | 123-86-4 | C6H12O2 | SG | SG-8511 | - | Fixed | SD-D58・GHseries | 0～3000ppm/0～5000ppm
n-Butyl acetate | C6H12O2 | 123-86-4 | C6H12O2 | SG | SG-8521 | - | Fixed | GD-A80Vseries | 0～100ppm/0～200ppm/0～300ppm/0～500ppm/0～1000ppm/0～2000ppm
n-Butyl acetate | C6H12O2 | 123-86-4 | C6H12O2 | SG | SG-8521 | - | Fixed | GD-D58・GHseries | 0～100ppm/0～200ppm/0～300ppm/0～500ppm/0～1000ppm/0～2000ppm
n-Butyl acetate | C6H12O2 | 123-86-4 | C6H12O2 | SG | SG-8521 | - | Fixed | SD-1GHseries | 0～100ppm/0～200ppm/0～300ppm/0～500ppm/0～1000ppm/0～2000ppm
n-Butyl acetate | C6H12O2 | 123-86-4 | C6H12O2 | SG | SG-8521 | - | Fixed | SD-D58・GHseries | 0～100ppm/0～200ppm/0～300ppm/0～500ppm/0～1000ppm/0～2000ppm
n-Butyl acetate | C6H12O2 | 123-86-4 | C6H12O2 | HW | NC-6307 | - | Portable | NC-1000(Specified cal. Gas) | 0～10000ppm
n-Butyl acetate | C6H12O2 | 123-86-4 | C6H12O2 | IF | IFM-8048 | AIR | Portable | FI-8000 | 0～100%LEL
n-Butyl acrylate | C7H12O2 | 141-32-2 | C7H12O2 | HW | HW-6211 | - | Fixed | SD-1(TYPE GP)series | ～100%LEL
n-Butyl acrylate | C7H12O2 | 141-32-2 | C7H12O2 | HW | HW-6211 | - | Fixed | SD-D58(TYPE GP)series | ～100%LEL
n-Butyl acrylate | C7H12O2 | 141-32-2 | C7H12O2 | HW | HW-6211/NC-6211 | - | Fixed | GD-A80series | ～100%LEL/～15000ppm
n-Butyl acrylate | C7H12O2 | 141-32-2 | C7H12O2 | HW | HW-6211/NC-6211 | - | Fixed | GD-D58(TYPE GP)series | ～100%LEL/～15000ppm
n-Butyl acrylate | C7H12O2 | 141-32-2 | C7H12O2 | HW | HW-6211/NC-6211 | - | Fixed | GD-D58(TYPE NC)series | ～100%LEL/～15000ppm
n-Butyl acrylate | C7H12O2 | 141-32-2 | C7H12O2 | HW | HW-6211/NC-6211 | - | Fixed | SD-1(TYPE NC)series | ～100%LEL/～15000ppm
n-Butyl acrylate | C7H12O2 | 141-32-2 | C7H12O2 | HW | HW-6211/NC-6211 | - | Fixed | SD-D58(TYPE NC)series | ～100%LEL/～15000ppm
n-Butyl acrylate | C7H12O2 | 141-32-2 | C7H12O2 | SG | SG-8521 | - | Fixed | GD-A80Vseries | 0～50ppm/0～100ppm/0～200ppm/0～300ppm/0～500ppm/0～1000ppm
n-Butyl acrylate | C7H12O2 | 141-32-2 | C7H12O2 | SG | SG-8521 | - | Fixed | GD-D58・GHseries | 0～50ppm/0～100ppm/0～200ppm/0～300ppm/0～500ppm/0～1000ppm
n-Butyl acrylate | C7H12O2 | 141-32-2 | C7H12O2 | SG | SG-8521 | - | Fixed | SD-1GHseries | 0～50ppm/0～100ppm/0～200ppm/0～300ppm/0～500ppm/0～1000ppm
n-Butyl acrylate | C7H12O2 | 141-32-2 | C7H12O2 | SG | SG-8521 | - | Fixed | SD-D58・GHseries | 0～50ppm/0～100ppm/0～200ppm/0～300ppm/0～500ppm/0～1000ppm
n-Butylamine | C4H9NH2 | 109-73-9 | C4H11N | SG | SG-8521 | - | Fixed | GD-A80Vseries | 0～50ppm/0～100ppm/0～200ppm/0～300ppm/0～500ppm/0～1000ppm/0～2000ppm
n-Butylamine | C4H9NH2 | 109-73-9 | C4H11N | SG | SG-8521 | - | Fixed | GD-D58・GHseries | 0～50ppm/0～100ppm/0～200ppm/0～300ppm/0～500ppm/0～1000ppm/0～2000ppm
n-Butylamine | C4H9NH2 | 109-73-9 | C4H11N | SG | SG-8521 | - | Fixed | SD-1GHseries | 0～50ppm/0～100ppm/0～200ppm/0～300ppm/0～500ppm/0～1000ppm/0～2000ppm
n-Butylamine | C4H9NH2 | 109-73-9 | C4H11N | SG | SG-8521 | - | Fixed | SD-D58・GHseries | 0～50ppm/0～100ppm/0～200ppm/0～300ppm/0～500ppm/0～1000ppm/0～2000ppm
n-Butyraldehyde | C4H8O | 123-72-8 | C4H8O | HW | HW-6211 | - | Fixed | SD-1(TYPE GP)series | ～100%LEL
n-Butyraldehyde | C4H8O | 123-72-8 | C4H8O | HW | HW-6211 | - | Fixed | SD-D58(TYPE GP)series | ～100%LEL
n-Butyraldehyde | C4H8O | 123-72-8 | C4H8O | HW | HW-6211/NC-6211 | - | Fixed | GD-A80series | ～100%LEL/～25000ppm
n-Butyraldehyde | C4H8O | 123-72-8 | C4H8O | HW | HW-6211/NC-6211 | - | Fixed | GD-D58(TYPE GP)series | ～100%LEL/～25000ppm
n-Butyraldehyde | C4H8O | 123-72-8 | C4H8O | HW | HW-6211/NC-6211 | - | Fixed | GD-D58(TYPE NC)series | ～100%LEL/～25000ppm
n-Butyraldehyde | C4H8O | 123-72-8 | C4H8O | HW | HW-6211/NC-6211 | - | Fixed | SD-1(TYPE NC)series | ～100%LEL/～25000ppm
n-Butyraldehyde | C4H8O | 123-72-8 | C4H8O | HW | HW-6211/NC-6211 | - | Fixed | SD-D58(TYPE NC)series | ～100%LEL/～25000ppm
n-Butyraldehyde | C4H8O | 123-72-8 | C4H8O | SG | SG-8511 | - | Fixed | GD-A80Vseries | 0～2000ppm/0～3000ppm/0～5000ppm
n-Butyraldehyde | C4H8O | 123-72-8 | C4H8O | SG | SG-8511 | - | Fixed | GD-D58・GHseries | 0～2000ppm/0～3000ppm/0～5000ppm
n-Butyraldehyde | C4H8O | 123-72-8 | C4H8O | SG | SG-8511 | - | Fixed | SD-1GHseries | 0～2000ppm/0～3000ppm/0～5000ppm
n-Butyraldehyde | C4H8O | 123-72-8 | C4H8O | SG | SG-8511 | - | Fixed | SD-D58・GHseries | 0～2000ppm/0～3000ppm/0～5000ppm
n-Butyraldehyde | C4H8O | 123-72-8 | C4H8O | SG | SG-8521 | - | Fixed | GD-A80Vseries | 0～100ppm/0～200ppm/0～300ppm/0～500ppm/0～1000ppm
n-Butyraldehyde | C4H8O | 123-72-8 | C4H8O | SG | SG-8521 | - | Fixed | GD-D58・GHseries | 0～100ppm/0～200ppm/0～300ppm/0～500ppm/0～1000ppm
n-Butyraldehyde | C4H8O | 123-72-8 | C4H8O | SG | SG-8521 | - | Fixed | SD-1GHseries | 0～100ppm/0～200ppm/0～300ppm/0～500ppm/0～1000ppm
n-Butyraldehyde | C4H8O | 123-72-8 | C4H8O | SG | SG-8521 | - | Fixed | SD-D58・GHseries | 0～100ppm/0～200ppm/0～300ppm/0～500ppm/0～1000ppm
n-Decane | C10H22 | 124-18-5 | C10H22 | SG | SGU-8521 | - | Fixed | GD-70Dseries | 0～2000ppm
n-Decane | C10H22 | 124-18-5 | C10H22 | SG | SGU-8521 | - | Fixed | TP-70D | 0～2000ppm
n-Decane | C10H22 | 124-18-5 | C10H22 | HW | HW-6211/NC-6211 | - | Fixed | GD-A80series | ～80%LEL/～5600ppm
n-Decane | C10H22 | 124-18-5 | C10H22 | HW | HW-6211/NC-6211 | - | Fixed | GD-D58(TYPE GP)series | ～80%LEL/～5600ppm
n-Decane | C10H22 | 124-18-5 | C10H22 | HW | HW-6211/NC-6211 | - | Fixed | GD-D58(TYPE NC)series | ～80%LEL/～5600ppm
n-Decane | C10H22 | 124-18-5 | C10H22 | HW | HW-6211/NC-6211 | - | Fixed | SD-1(TYPE NC)series | ～80%LEL/～5600ppm
n-Decane | C10H22 | 124-18-5 | C10H22 | HW | HW-6211/NC-6211 | - | Fixed | SD-D58(TYPE NC)series | ～80%LEL/～5600ppm
n-Decane | C10H22 | 124-18-5 | C10H22 | HW | HW-6206 | - | Fixed | SD-2500 | 0～100%LEL | Upper limit of operating temperature of instrument: SD-2500=160℃/SD-2600=200℃/SD-2700：250℃
n-Decane | C10H22 | 124-18-5 | C10H22 | HW | HW-6206 | - | Fixed | SD-2600 | 0～100%LEL | Upper limit of operating temperature of instrument: SD-2500=160℃/SD-2600=200℃/SD-2700：250℃
n-Decane | C10H22 | 124-18-5 | C10H22 | HW | HW-6206 | - | Fixed | SD-2700 | 0～100%LEL | Upper limit of operating temperature of instrument: SD-2500=160℃/SD-2600=200℃/SD-2700：250℃
n-Decane | C10H22 | 124-18-5 | C10H22 | HW | HW-6207 | - | Fixed | GD-A2400 | 0～100%LEL | Upper limit of operating temperature of instrument: GD-A2400=160℃
n-Decane | C10H22 | 124-18-5 | C10H22 | HW | HW-6208 | - | Fixed | SD-2500 | 0～100%LEL | HW-6206 temperature sorted sensor, Upper limit of operating temperature of instrument: SD-2500=160℃/SD-2600=200℃/SD-2700：250℃
n-Decane | C10H22 | 124-18-5 | C10H22 | HW | HW-6208 | - | Fixed | SD-2600 | 0～100%LEL | HW-6206 temperature sorted sensor, Upper limit of operating temperature of instrument: SD-2500=160℃/SD-2600=200℃/SD-2700：250℃
n-Decane | C10H22 | 124-18-5 | C10H22 | HW | HW-6208 | - | Fixed | SD-2700 | 0～100%LEL | HW-6206 temperature sorted sensor, Upper limit of operating temperature of instrument: SD-2500=160℃/SD-2600=200℃/SD-2700：250℃
n-Decane | C10H22 | 124-18-5 | C10H22 | HW | HW-6212 | - | Fixed | GD-A80-70series | 0～100%LEL
n-Decane | C10H22 | 124-18-5 | C10H22 | SG | SG-8521 | - | Fixed | GD-A80Vseries | 0～100ppm/0～200ppm/0～300ppm/0～500ppm/0～1000ppm/0～2000ppm
n-Decane | C10H22 | 124-18-5 | C10H22 | SG | SG-8521 | - | Fixed | GD-D58・GHseries | 0～100ppm/0～200ppm/0～300ppm/0～500ppm/0～1000ppm/0～2000ppm
n-Decane | C10H22 | 124-18-5 | C10H22 | SG | SG-8521 | - | Fixed | SD-1GHseries | 0～100ppm/0～200ppm/0～300ppm/0～500ppm/0～1000ppm/0～2000ppm
n-Decane | C10H22 | 124-18-5 | C10H22 | SG | SG-8521 | - | Fixed | SD-D58・GHseries | 0～100ppm/0～200ppm/0～300ppm/0～500ppm/0～1000ppm/0～2000ppm
Neon | Ne | 7440-01-9 | Ne | IF | IFM-8024 | AIR | Portable | FI-8000 | 0～100vol%
n-Heptane | n-C7H16 | 142-82-5 | C7H16 | RI | DE-3315-2 | - | Fixed | SD-1RIseries | 0～100%LEL
n-Heptane | n-C7H16 | 142-82-5 | C7H16 | HW | HW-6211 | - | Fixed | SD-1(TYPE GP)series | ～100%LEL
n-Heptane | n-C7H16 | 142-82-5 | C7H16 | HW | HW-6211 | - | Fixed | SD-D58(TYPE GP)series | ～100%LEL
n-Heptane | n-C7H16 | 142-82-5 | C7H16 | HW | HW-6211/NC-6211 | - | Fixed | GD-A80series | ～100%LEL/～11000ppm
n-Heptane | n-C7H16 | 142-82-5 | C7H16 | HW | HW-6211/NC-6211 | - | Fixed | GD-D58(TYPE GP)series | ～100%LEL/～11000ppm
n-Heptane | n-C7H16 | 142-82-5 | C7H16 | HW | HW-6211/NC-6211 | - | Fixed | GD-D58(TYPE NC)series | ～100%LEL/～11000ppm
n-Heptane | n-C7H16 | 142-82-5 | C7H16 | HW | HW-6211/NC-6211 | - | Fixed | SD-1(TYPE NC)series | ～100%LEL/～11000ppm
n-Heptane | n-C7H16 | 142-82-5 | C7H16 | HW | HW-6211/NC-6211 | - | Fixed | SD-D58(TYPE NC)series | ～100%LEL/～11000ppm
n-Heptane | n-C7H16 | 142-82-5 | C7H16 | HW | HW-6206 | - | Fixed | SD-2500 | 0～100%LEL | Upper limit of operating temperature of instrument: SD-2500=160℃/SD-2600=200℃/SD-2700：250℃
n-Heptane | n-C7H16 | 142-82-5 | C7H16 | HW | HW-6206 | - | Fixed | SD-2600 | 0～100%LEL | Upper limit of operating temperature of instrument: SD-2500=160℃/SD-2600=200℃/SD-2700：250℃
n-Heptane | n-C7H16 | 142-82-5 | C7H16 | HW | HW-6206 | - | Fixed | SD-2700 | 0～100%LEL | Upper limit of operating temperature of instrument: SD-2500=160℃/SD-2600=200℃/SD-2700：250℃
n-Heptane | n-C7H16 | 142-82-5 | C7H16 | HW | HW-6207 | - | Fixed | GD-A2400 | 0～100%LEL | Upper limit of operating temperature of instrument: GD-A2400=160℃
n-Heptane | n-C7H16 | 142-82-5 | C7H16 | HW | HW-6208 | - | Fixed | SD-2500 | 0～100%LEL | HW-6206 temperature sorted sensor, Upper limit of operating temperature of instrument: SD-2500=160℃/SD-2600=200℃/SD-2700：250℃
n-Heptane | n-C7H16 | 142-82-5 | C7H16 | HW | HW-6208 | - | Fixed | SD-2600 | 0～100%LEL | HW-6206 temperature sorted sensor, Upper limit of operating temperature of instrument: SD-2500=160℃/SD-2600=200℃/SD-2700：250℃
n-Heptane | n-C7H16 | 142-82-5 | C7H16 | HW | HW-6208 | - | Fixed | SD-2700 | 0～100%LEL | HW-6206 temperature sorted sensor, Upper limit of operating temperature of instrument: SD-2500=160℃/SD-2600=200℃/SD-2700：250℃
n-Heptane | n-C7H16 | 142-82-5 | C7H16 | HW | HW-6212 | - | Fixed | GD-A80-70series | 0～100%LEL
n-Heptane | n-C7H16 | 142-82-5 | C7H16 | SG | SG-8521 | - | Fixed | GD-A80Vseries | 0～100ppm/0～200ppm/0～300ppm/0～500ppm/0～1000ppm/0～2000ppm/0～3000ppm/0～5000ppm
n-Heptane | n-C7H16 | 142-82-5 | C7H16 | SG | SG-8521 | - | Fixed | GD-D58・GHseries | 0～100ppm/0～200ppm/0～300ppm/0～500ppm/0～1000ppm/0～2000ppm/0～3000ppm/0～5000ppm
n-Heptane | n-C7H16 | 142-82-5 | C7H16 | SG | SG-8521 | - | Fixed | SD-1GHseries | 0～100ppm/0～200ppm/0～300ppm/0～500ppm/0～1000ppm/0～2000ppm/0～3000ppm/0～5000ppm
n-Heptane | n-C7H16 | 142-82-5 | C7H16 | SG | SG-8521 | - | Fixed | SD-D58・GHseries | 0～100ppm/0～200ppm/0～300ppm/0～500ppm/0～1000ppm/0～2000ppm/0～3000ppm/0～5000ppm
n-Heptane | n-C7H16 | 142-82-5 | C7H16 | HW | NC-6215 | - | Portable | GP-1000(HC/CH4) | 0～100%LEL
n-Heptane | n-C7H16 | 142-82-5 | C7H16 | HW | NC-6307 | - | Portable | NC-1000(HC/CH4) | 0～10000ppm
n-Heptane | n-C7H16 | 142-82-5 | C7H16 | IF | IFM-8048 | AIR | Portable | FI-8000 | 0～100%LEL
n-Hexane | n-C6H14 | 110-54-3 | C6H14 | SG | SGU-8521 | - | Fixed | GD-70Dseries | 0～200ppm
n-Hexane | n-C6H14 | 110-54-3 | C6H14 | SG | SGU-8521 | - | Fixed | TP-70D | 0～200ppm
n-Hexane | n-C6H14 | 110-54-3 | C6H14 | SG | SGU-8521 | - | Fixed | GD-70Dseries | 0～2000ppm
n-Hexane | n-C6H14 | 110-54-3 | C6H14 | SG | SGU-8521 | - | Fixed | TP-70D | 0～2000ppm
n-Hexane | n-C6H14 | 110-54-3 | C6H14 | HW | NCU‐6211 | - | Fixed | GD-70Dseries | 0～2000ppm
n-Hexane | n-C6H14 | 110-54-3 | C6H14 | HW | NCU‐6211 | - | Fixed | TP-70D | 0～2000ppm
n-Hexane | n-C6H14 | 110-54-3 | C6H14 | RI | DE-3315-2 | - | Fixed | SD-1RIseries | 0～100%LEL
n-Hexane | n-C6H14 | 110-54-3 | C6H14 | RI | DE-3315-2 | - | Fixed | SD-1RIseries | 0～5vol%
n-Hexane | n-C6H14 | 110-54-3 | C6H14 | RI | DE-3315-2 | - | Fixed | SD-1RIseries | 0～10vol%
n-Hexane | n-C6H14 | 110-54-3 | C6H14 | HW | HW-6211 | - | Fixed | SD-1(TYPE GP)series | ～100%LEL
n-Hexane | n-C6H14 | 110-54-3 | C6H14 | HW | HW-6211 | - | Fixed | SD-D58(TYPE GP)series | ～100%LEL
n-Hexane | n-C6H14 | 110-54-3 | C6H14 | HW | HW-6211/NC-6211 | - | Fixed | GD-A80series | ～100%LEL/～12000ppm
n-Hexane | n-C6H14 | 110-54-3 | C6H14 | HW | HW-6211/NC-6211 | - | Fixed | GD-D58(TYPE GP)series | ～100%LEL/～12000ppm
n-Hexane | n-C6H14 | 110-54-3 | C6H14 | HW | HW-6211/NC-6211 | - | Fixed | GD-D58(TYPE NC)series | ～100%LEL/～12000ppm
n-Hexane | n-C6H14 | 110-54-3 | C6H14 | HW | HW-6211/NC-6211 | - | Fixed | SD-1(TYPE NC)series | ～100%LEL/～12000ppm
n-Hexane | n-C6H14 | 110-54-3 | C6H14 | HW | HW-6211/NC-6211 | - | Fixed | SD-D58(TYPE NC)series | ～100%LEL/～12000ppm
n-Hexane | n-C6H14 | 110-54-3 | C6H14 | HW | NC-6240A | - | Fixed | GD-A80series | 0～100%LEL/0～12000ppm
n-Hexane | n-C6H14 | 110-54-3 | C6H14 | HW | NC-6240A | - | Fixed | GD-D58(TYPE NC)series | 0～100%LEL/0～12000ppm
n-Hexane | n-C6H14 | 110-54-3 | C6H14 | HW | NC-6240A | - | Fixed | SD-1(TYPE NC)series | 0～100%LEL/0～12000ppm
n-Hexane | n-C6H14 | 110-54-3 | C6H14 | HW | NC-6240A | - | Fixed | SD-D58(TYPE NC)series | 0～100%LEL/0～12000ppm
n-Hexane | n-C6H14 | 110-54-3 | C6H14 | HW | NC-6245 | - | Fixed | GD-A80series | 0～100%LEL
n-Hexane | n-C6H14 | 110-54-3 | C6H14 | HW | NC-6245 | - | Fixed | GD-D58(TYPE NC)series | 0～100%LEL
n-Hexane | n-C6H14 | 110-54-3 | C6H14 | HW | NC-6245 | - | Fixed | SD-1(TYPE NC)series | 0～100%LEL
n-Hexane | n-C6H14 | 110-54-3 | C6H14 | HW | NC-6245 | - | Fixed | SD-D58(TYPE NC)series | 0～100%LEL
n-Hexane | n-C6H14 | 110-54-3 | C6H14 | HW | HW-6206 | - | Fixed | SD-2500 | 0～100%LEL | Upper limit of operating temperature of instrument: SD-2500=160℃/SD-2600=200℃/SD-2700：250℃
n-Hexane | n-C6H14 | 110-54-3 | C6H14 | HW | HW-6206 | - | Fixed | SD-2600 | 0～100%LEL | Upper limit of operating temperature of instrument: SD-2500=160℃/SD-2600=200℃/SD-2700：250℃
n-Hexane | n-C6H14 | 110-54-3 | C6H14 | HW | HW-6206 | - | Fixed | SD-2700 | 0～100%LEL | Upper limit of operating temperature of instrument: SD-2500=160℃/SD-2600=200℃/SD-2700：250℃
n-Hexane | n-C6H14 | 110-54-3 | C6H14 | HW | HW-6207 | - | Fixed | GD-A2400 | 0～100%LEL | Upper limit of operating temperature of instrument: GD-A2400=160℃
n-Hexane | n-C6H14 | 110-54-3 | C6H14 | HW | HW-6208 | - | Fixed | SD-2500 | 0～100%LEL | HW-6206 temperature sorted sensor, Upper limit of operating temperature of instrument: SD-2500=160℃/SD-2600=200℃/SD-2700：250℃
n-Hexane | n-C6H14 | 110-54-3 | C6H14 | HW | HW-6208 | - | Fixed | SD-2600 | 0～100%LEL | HW-6206 temperature sorted sensor, Upper limit of operating temperature of instrument: SD-2500=160℃/SD-2600=200℃/SD-2700：250℃
n-Hexane | n-C6H14 | 110-54-3 | C6H14 | HW | HW-6208 | - | Fixed | SD-2700 | 0～100%LEL | HW-6206 temperature sorted sensor, Upper limit of operating temperature of instrument: SD-2500=160℃/SD-2600=200℃/SD-2700：250℃
n-Hexane | n-C6H14 | 110-54-3 | C6H14 | HW | HW-6212 | - | Fixed | GD-A80-70series | 0～100%LEL
n-Hexane | n-C6H14 | 110-54-3 | C6H14 | SG | SG-8511 | - | Fixed | GD-A80Vseries | 0～3000ppm/0～5000ppm/0～10000ppm
n-Hexane | n-C6H14 | 110-54-3 | C6H14 | SG | SG-8511 | - | Fixed | GD-D58・GHseries | 0～3000ppm/0～5000ppm/0～10000ppm
n-Hexane | n-C6H14 | 110-54-3 | C6H14 | SG | SG-8511 | - | Fixed | SD-1GHseries | 0～3000ppm/0～5000ppm/0～10000ppm
n-Hexane | n-C6H14 | 110-54-3 | C6H14 | SG | SG-8511 | - | Fixed | SD-D58・GHseries | 0～3000ppm/0～5000ppm/0～10000ppm
n-Hexane | n-C6H14 | 110-54-3 | C6H14 | SG | SG-8521 | - | Fixed | GD-A80Vseries | 0～100ppm/0～200ppm/0～300ppm/0～500ppm/0～1000ppm/0～2000ppm
n-Hexane | n-C6H14 | 110-54-3 | C6H14 | SG | SG-8521 | - | Fixed | GD-D58・GHseries | 0～100ppm/0～200ppm/0～300ppm/0～500ppm/0～1000ppm/0～2000ppm
n-Hexane | n-C6H14 | 110-54-3 | C6H14 | SG | SG-8521 | - | Fixed | SD-1GHseries | 0～100ppm/0～200ppm/0～300ppm/0～500ppm/0～1000ppm/0～2000ppm
n-Hexane | n-C6H14 | 110-54-3 | C6H14 | SG | SG-8521 | - | Fixed | SD-D58・GHseries | 0～100ppm/0～200ppm/0～300ppm/0～500ppm/0～1000ppm/0～2000ppm
n-Hexane | n-C6H14 | 110-54-3 | C6H14 | HW | NC-6215 | - | Portable | GX-8000(TYPE LEL) | 0～100%LEL
n-Hexane | n-C6H14 | 110-54-3 | C6H14 | HW | NC-6215 | - | Portable | GP-1000(HC/CH4) | 0～100%LEL
n-Hexane | n-C6H14 | 110-54-3 | C6H14 | HW | NC-6307 | - | Portable | NC-1000(HC/CH4) | 0～10000ppm
n-Hexane | n-C6H14 | 110-54-3 | C6H14 | SH | SH-8662 | - | Portable | SP-220(TYPE SC) | 0～50ppm
n-Hexane | n-C6H14 | 110-54-3 | C6H14 | SH | SH-8661 | - | Portable | SP-220(TYPE H2) | 0～10000ppm
n-Hexane | n-C6H14 | 110-54-3 | C6H14 | IF | IFM-8048 | AIR | Portable | FI-8000 | 0～100%LEL
Nitric Acid | HNO3 | 7697-37-2 | HNO3 | ES | ESU-K233 | - | Fixed | GD-70Dseries | 0～20ppm
Nitric Acid | HNO3 | 7697-37-2 | HNO3 | ES | ESU-K233 | - | Fixed | TP-70D | 0～20ppm
Nitric Acid | HNO3 | 7697-37-2 | HNO3 | ES | ESM-K233 | - | Fixed | GD-K88Aiseries | 0～20ppm
Nitric Acid | HNO3 | 7697-37-2 | HNO3 | ES | ESM-K233 | - | Fixed | GD-K88Diseries | 0～20ppm
Nitric Acid | HNO3 | 7697-37-2 | HNO3 | ES | ESM-K233 | - | Portable | SC-8000 | 0～20ppm
Nitrobenzene | C6H5NO2 | 98-95-3 | C6H5NO2 | SG | SG-8562 | - | Fixed | GD-A80Vseries | 0～200ppm
Nitrobenzene | C6H5NO2 | 98-95-3 | C6H5NO2 | SG | SG-8562 | - | Fixed | GD-D58・GHseries | 0～200ppm
Nitrobenzene | C6H5NO2 | 98-95-3 | C6H5NO2 | SG | SG-8562 | - | Fixed | SD-1GHseries | 0～200ppm
Nitrobenzene | C6H5NO2 | 98-95-3 | C6H5NO2 | SG | SG-8562 | - | Fixed | SD-D58・GHseries | 0～200ppm
Nitrogen | N2 | 7727-37-9 | N2 | IF | IFM-8048 | Ar | Portable | FI-8000 | 0～100vol%
Nitrogen Dioxide | NO2 | 10102-44-0 | NO2 | ES | ESU-23AH | - | Fixed | GD-70Dseries | 0～9ppm
Nitrogen Dioxide | NO2 | 10102-44-0 | NO2 | ES | ESU-23AH | - | Fixed | TP-70D | 0～9ppm
Nitrogen Dioxide | NO2 | 10102-44-0 | NO2 | ES | ESU-23AH | - | Fixed | GD-70Dseries | 0～15ppm
Nitrogen Dioxide | NO2 | 10102-44-0 | NO2 | ES | ESU-23AH | - | Fixed | TP-70D | 0～15ppm
Nitrogen Dioxide | NO2 | 10102-44-0 | NO2 | ES | ESM-23AH | - | Fixed | GD-K88Aiseries | 0～9ppm
Nitrogen Dioxide | NO2 | 10102-44-0 | NO2 | ES | ESM-23AH | - | Fixed | GD-K88Diseries | 0～9ppm
Nitrogen Dioxide | NO2 | 10102-44-0 | NO2 | ES | ESM-23AH | - | Fixed | GD-K88Aiseries | 0～15ppm
Nitrogen Dioxide | NO2 | 10102-44-0 | NO2 | ES | ESM-23AH | - | Fixed | GD-K88Diseries | 0～15ppm
Nitrogen Dioxide | NO2 | 10102-44-0 | NO2 | ES | ESM-23AR | - | Fixed | GD-K88Aiseries | 0～9ppm
Nitrogen Dioxide | NO2 | 10102-44-0 | NO2 | ES | ESM-23AR | - | Fixed | GD-K88Diseries | 0～9ppm
Nitrogen Dioxide | NO2 | 10102-44-0 | NO2 | ES | ESM-23AR | - | Fixed | GD-K88Aiseries | 0～15ppm
Nitrogen Dioxide | NO2 | 10102-44-0 | NO2 | ES | ESM-23AR | - | Fixed | GD-K88Diseries | 0～15ppm
Nitrogen Dioxide | NO2 | 10102-44-0 | NO2 | ES | ESS-03DH | - | Portable | GX-6000 | 0～20ppm
Nitrogen Dioxide | NO2 | 10102-44-0 | NO2 | ES | ESM-23AR | - | Portable | SC-8000 | 0～15ppm
Nitrogen Monoxide | NO | 10102-43-9 | NO | ES | ESU-23A | - | Fixed | GD-70Dseries | 0～100ppm
Nitrogen Monoxide | NO | 10102-43-9 | NO | ES | ESU-23A | - | Fixed | TP-70D | 0～100ppm
Nitrogen Monoxide | NO | 10102-43-9 | NO | ES | ESM-23A | - | Fixed | GD-K88Aiseries | 0～100ppm
Nitrogen Monoxide | NO | 10102-43-9 | NO | ES | ESM-23A | - | Fixed | GD-K88Diseries | 0～100ppm
Nitrogen Monoxide | NO | 10102-43-9 | NO | ES | ESM-23A | - | Portable | SC-8000 | 0～100ppm
Nitrogen Trifluoride | NF3 | 7783-54-2 | NF3 | ES | ESU-23AH-D | - | Fixed | GD-70D+PLUseries | 0～30ppm | PLU-70 required
Nitrogen Trifluoride | NF3 | 7783-54-2 | NF3 | ES | ESU-23AH-D | - | Fixed | GD-70DG | 0～30ppm | PLU-70 required
Nitrogen Trifluoride | NF3 | 7783-54-2 | NF3 | ES | ESU-23AH-D | - | Fixed | TP-70DG | 0～30ppm | PLU-70 required
Nitrous oxide | N2O | 10024-97-2 | N2O | RI | IRU-2428 | - | Fixed | GD-70D(RI)series | 0～500ppm | Only for GD-70D(IRU)
Nitrous oxide | N2O | 10024-97-2 | N2O | IF | IFM-8024 | AIR | Portable | FI-8000 | 0～100vol%
N-Methyl-2-pyrrolidone | NMP | 872-50-4 | C5H9NO | SG | SGU-8521 | - | Fixed | GD-70Dseries | 0～1000ppm
N-Methyl-2-pyrrolidone | NMP | 872-50-4 | C5H9NO | SG | SGU-8521 | - | Fixed | TP-70D | 0～1000ppm
N-Methyl-2-pyrrolidone | NMP | 872-50-4 | C5H9NO | HW | HW-6206 | - | Fixed | SD-2500 | 0～100%LEL | Upper limit of operating temperature of instrument: SD-2500=160℃/SD-2600=200℃/SD-2700：250℃
N-Methyl-2-pyrrolidone | NMP | 872-50-4 | C5H9NO | HW | HW-6206 | - | Fixed | SD-2600 | 0～100%LEL | Upper limit of operating temperature of instrument: SD-2500=160℃/SD-2600=200℃/SD-2700：250℃
N-Methyl-2-pyrrolidone | NMP | 872-50-4 | C5H9NO | HW | HW-6206 | - | Fixed | SD-2700 | 0～100%LEL | Upper limit of operating temperature of instrument: SD-2500=160℃/SD-2600=200℃/SD-2700：250℃
N-Methyl-2-pyrrolidone | NMP | 872-50-4 | C5H9NO | HW | HW-6207 | - | Fixed | GD-A2400 | 0～100%LEL | Upper limit of operating temperature of instrument: GD-A2400=160℃
N-Methyl-2-pyrrolidone | NMP | 872-50-4 | C5H9NO | HW | HW-6208 | - | Fixed | SD-2500 | 0～100%LEL | HW-6206 temperature sorted sensor, Upper limit of operating temperature of instrument: SD-2500=160℃/SD-2600=200℃/SD-2700：250℃
N-Methyl-2-pyrrolidone | NMP | 872-50-4 | C5H9NO | HW | HW-6208 | - | Fixed | SD-2600 | 0～100%LEL | HW-6206 temperature sorted sensor, Upper limit of operating temperature of instrument: SD-2500=160℃/SD-2600=200℃/SD-2700：250℃
N-Methyl-2-pyrrolidone | NMP | 872-50-4 | C5H9NO | HW | HW-6208 | - | Fixed | SD-2700 | 0～100%LEL | HW-6206 temperature sorted sensor, Upper limit of operating temperature of instrument: SD-2500=160℃/SD-2600=200℃/SD-2700：250℃
N-Methyl-2-pyrrolidone | NMP | 872-50-4 | C5H9NO | HW | HW-6212 | - | Fixed | GD-A80-70series | 0～100%LEL
N-Methyl-2-pyrrolidone | NMP | 872-50-4 | C5H9NO | SG | SG-8521 | - | Fixed | GD-A80Vseries | 0～1000ppm
N-Methyl-2-pyrrolidone | NMP | 872-50-4 | C5H9NO | SG | SG-8521 | - | Fixed | GD-D58・GHseries | 0～1000ppm
N-Methyl-2-pyrrolidone | NMP | 872-50-4 | C5H9NO | SG | SG-8521 | - | Fixed | SD-1GHseries | 0～1000ppm
N-Methyl-2-pyrrolidone | NMP | 872-50-4 | C5H9NO | SG | SG-8521 | - | Fixed | SD-D58・GHseries | 0～1000ppm
N-Methyl-2-pyrrolidone | NMP | 872-50-4 | C5H9NO | SG | SG-8562 | - | Fixed | GD-A80Vseries | 0～100ppm/0～150ppm/0～200ppm/0～300ppm/0～500ppm
N-Methyl-2-pyrrolidone | NMP | 872-50-4 | C5H9NO | SG | SG-8562 | - | Fixed | GD-D58・GHseries | 0～100ppm/0～150ppm/0～200ppm/0～300ppm/0～500ppm
N-Methyl-2-pyrrolidone | NMP | 872-50-4 | C5H9NO | SG | SG-8562 | - | Fixed | SD-1GHseries | 0～100ppm/0～150ppm/0～200ppm/0～300ppm/0～500ppm
N-Methyl-2-pyrrolidone | NMP | 872-50-4 | C5H9NO | SG | SG-8562 | - | Fixed | SD-D58・GHseries | 0～100ppm/0～150ppm/0～200ppm/0～300ppm/0～500ppm
n-Octane | C8H18 | 111-65-9 | C8H18 | SG | SGU-8511 | - | Fixed | GD-70Dseries | 0～3000ppm
n-Octane | C8H18 | 111-65-9 | C8H18 | SG | SGU-8511 | - | Fixed | TP-70D | 0～3000ppm
n-Octane | C8H18 | 111-65-9 | C8H18 | SG | SGU-8521 | - | Fixed | GD-70Dseries | 0～2000ppm
n-Octane | C8H18 | 111-65-9 | C8H18 | SG | SGU-8521 | - | Fixed | TP-70D | 0～2000ppm
n-Octane | C8H18 | 111-65-9 | C8H18 | HW | NCU‐6211 | - | Fixed | GD-70Dseries | 0～100%LEL | Confirm that GD-70D is non-explosion proof
n-Octane | C8H18 | 111-65-9 | C8H18 | HW | NCU‐6211 | - | Fixed | TP-70D | 0～100%LEL | Confirm that GD-70D is non-explosion proof
n-Octane | C8H18 | 111-65-9 | C8H18 | HW | HW-6211 | - | Fixed | SD-1(TYPE GP)series | ～100%LEL
n-Octane | C8H18 | 111-65-9 | C8H18 | HW | HW-6211 | - | Fixed | SD-D58(TYPE GP)series | ～100%LEL
n-Octane | C8H18 | 111-65-9 | C8H18 | HW | HW-6211/NC-6211 | - | Fixed | GD-A80series | ～100%LEL/～8000ppm
n-Octane | C8H18 | 111-65-9 | C8H18 | HW | HW-6211/NC-6211 | - | Fixed | GD-D58(TYPE GP)series | ～100%LEL/～8000ppm
n-Octane | C8H18 | 111-65-9 | C8H18 | HW | HW-6211/NC-6211 | - | Fixed | GD-D58(TYPE NC)series | ～100%LEL/～8000ppm
n-Octane | C8H18 | 111-65-9 | C8H18 | HW | HW-6211/NC-6211 | - | Fixed | SD-1(TYPE NC)series | ～100%LEL/～8000ppm
n-Octane | C8H18 | 111-65-9 | C8H18 | HW | HW-6211/NC-6211 | - | Fixed | SD-D58(TYPE NC)series | ～100%LEL/～8000ppm
n-Octane | C8H18 | 111-65-9 | C8H18 | HW | NC-6240A | - | Fixed | GD-A80series | 0～100%LEL/0～8000ppm
n-Octane | C8H18 | 111-65-9 | C8H18 | HW | NC-6240A | - | Fixed | GD-D58(TYPE NC)series | 0～100%LEL/0～8000ppm
n-Octane | C8H18 | 111-65-9 | C8H18 | HW | NC-6240A | - | Fixed | SD-1(TYPE NC)series | 0～100%LEL/0～8000ppm
n-Octane | C8H18 | 111-65-9 | C8H18 | HW | NC-6240A | - | Fixed | SD-D58(TYPE NC)series | 0～100%LEL/0～8000ppm
n-Octane | C8H18 | 111-65-9 | C8H18 | HW | NC-6245 | - | Fixed | GD-A80series | 0～100%LEL
n-Octane | C8H18 | 111-65-9 | C8H18 | HW | NC-6245 | - | Fixed | GD-D58(TYPE NC)series | 0～100%LEL
n-Octane | C8H18 | 111-65-9 | C8H18 | HW | NC-6245 | - | Fixed | SD-1(TYPE NC)series | 0～100%LEL
n-Octane | C8H18 | 111-65-9 | C8H18 | HW | NC-6245 | - | Fixed | SD-D58(TYPE NC)series | 0～100%LEL
n-Octane | C8H18 | 111-65-9 | C8H18 | HW | NC-6250 | - | Fixed | GD-A80series | 0～100%LEL/0～8000ppm
n-Octane | C8H18 | 111-65-9 | C8H18 | HW | NC-6250 | - | Fixed | GD-D58(TYPE NC)series | 0～100%LEL/0～8000ppm
n-Octane | C8H18 | 111-65-9 | C8H18 | SG | SG-8511 | - | Fixed | GD-A80Vseries | 0～3000ppm/0～5000ppm
n-Octane | C8H18 | 111-65-9 | C8H18 | SG | SG-8511 | - | Fixed | GD-D58・GHseries | 0～3000ppm/0～5000ppm
n-Octane | C8H18 | 111-65-9 | C8H18 | SG | SG-8511 | - | Fixed | SD-1GHseries | 0～3000ppm/0～5000ppm
n-Octane | C8H18 | 111-65-9 | C8H18 | SG | SG-8511 | - | Fixed | SD-D58・GHseries | 0～3000ppm/0～5000ppm
n-Octane | C8H18 | 111-65-9 | C8H18 | SG | SG-8521 | - | Fixed | GD-A80Vseries | 0～100ppm/0～200ppm/0～300ppm/0～500ppm/0～1000ppm/0～2000ppm
n-Octane | C8H18 | 111-65-9 | C8H18 | SG | SG-8521 | - | Fixed | GD-D58・GHseries | 0～100ppm/0～200ppm/0～300ppm/0～500ppm/0～1000ppm/0～2000ppm
n-Octane | C8H18 | 111-65-9 | C8H18 | SG | SG-8521 | - | Fixed | SD-1GHseries | 0～100ppm/0～200ppm/0～300ppm/0～500ppm/0～1000ppm/0～2000ppm
n-Octane | C8H18 | 111-65-9 | C8H18 | SG | SG-8521 | - | Fixed | SD-D58・GHseries | 0～100ppm/0～200ppm/0～300ppm/0～500ppm/0～1000ppm/0～2000ppm
n-Octyl Acetate | OCTYLAc | 112-14-1 | C10H20O2 | HW | HW-6206 | - | Fixed | SD-2500 | 0～100%LEL | Upper limit of operating temperature of instrument: SD-2500=160℃/SD-2600=200℃/SD-2700：250℃
n-Octyl Acetate | OCTYLAc | 112-14-1 | C10H20O2 | HW | HW-6206 | - | Fixed | SD-2600 | 0～100%LEL | Upper limit of operating temperature of instrument: SD-2500=160℃/SD-2600=200℃/SD-2700：250℃
n-Octyl Acetate | OCTYLAc | 112-14-1 | C10H20O2 | HW | HW-6206 | - | Fixed | SD-2700 | 0～100%LEL | Upper limit of operating temperature of instrument: SD-2500=160℃/SD-2600=200℃/SD-2700：250℃
n-Octyl Acetate | OCTYLAc | 112-14-1 | C10H20O2 | HW | HW-6207 | - | Fixed | GD-A2400 | 0～100%LEL | Upper limit of operating temperature of instrument: GD-A2400=160℃
n-Octyl Acetate | OCTYLAc | 112-14-1 | C10H20O2 | HW | HW-6208 | - | Fixed | SD-2500 | 0～100%LEL | HW-6206 temperature sorted sensor, Upper limit of operating temperature of instrument: SD-2500=160℃/SD-2600=200℃/SD-2700：250℃
n-Octyl Acetate | OCTYLAc | 112-14-1 | C10H20O2 | HW | HW-6208 | - | Fixed | SD-2600 | 0～100%LEL | HW-6206 temperature sorted sensor, Upper limit of operating temperature of instrument: SD-2500=160℃/SD-2600=200℃/SD-2700：250℃
n-Octyl Acetate | OCTYLAc | 112-14-1 | C10H20O2 | HW | HW-6208 | - | Fixed | SD-2700 | 0～100%LEL | HW-6206 temperature sorted sensor, Upper limit of operating temperature of instrument: SD-2500=160℃/SD-2600=200℃/SD-2700：250℃
n-Octyl Acetate | OCTYLAc | 112-14-1 | C10H20O2 | HW | HW-6212 | - | Fixed | GD-A80-70series | 0～100%LEL
Nonane | C9H20 | 111-84-2 | C9H20 | HW | HW-6211 | - | Fixed | SD-1(TYPE GP)series | ～100%LEL
Nonane | C9H20 | 111-84-2 | C9H20 | HW | HW-6211 | - | Fixed | SD-D58(TYPE GP)series | ～100%LEL
Nonane | C9H20 | 111-84-2 | C9H20 | HW | HW-6211/NC-6211 | - | Fixed | GD-A80series | ～100%LEL/～7000ppm
Nonane | C9H20 | 111-84-2 | C9H20 | HW | HW-6211/NC-6211 | - | Fixed | GD-D58(TYPE GP)series | ～100%LEL/～7000ppm
Nonane | C9H20 | 111-84-2 | C9H20 | HW | HW-6211/NC-6211 | - | Fixed | GD-D58(TYPE NC)series | ～100%LEL/～7000ppm
Nonane | C9H20 | 111-84-2 | C9H20 | HW | HW-6211/NC-6211 | - | Fixed | SD-1(TYPE NC)series | ～100%LEL/～7000ppm
Nonane | C9H20 | 111-84-2 | C9H20 | HW | HW-6211/NC-6211 | - | Fixed | SD-D58(TYPE NC)series | ～100%LEL/～7000ppm
Nonane | C9H20 | 111-84-2 | C9H20 | SG | SG-8521 | - | Fixed | GD-A80Vseries | 0～100ppm/0～200ppm/0～300ppm/0～500ppm/0～1000ppm/0～2000ppm/0～3000ppm/0～5000ppm
Nonane | C9H20 | 111-84-2 | C9H20 | SG | SG-8521 | - | Fixed | GD-D58・GHseries | 0～100ppm/0～200ppm/0～300ppm/0～500ppm/0～1000ppm/0～2000ppm/0～3000ppm/0～5000ppm
Nonane | C9H20 | 111-84-2 | C9H20 | SG | SG-8521 | - | Fixed | SD-1GHseries | 0～100ppm/0～200ppm/0～300ppm/0～500ppm/0～1000ppm/0～2000ppm/0～3000ppm/0～5000ppm
Nonane | C9H20 | 111-84-2 | C9H20 | SG | SG-8521 | - | Fixed | SD-D58・GHseries | 0～100ppm/0～200ppm/0～300ppm/0～500ppm/0～1000ppm/0～2000ppm/0～3000ppm/0～5000ppm
n-Propanol | C3H8O | 71-23-8 | C3H8O | HW | HW-6211 | - | Fixed | SD-1(TYPE GP)series | ～100%LEL
n-Propanol | C3H8O | 71-23-8 | C3H8O | HW | HW-6211 | - | Fixed | SD-D58(TYPE GP)series | ～100%LEL
n-Propanol | C3H8O | 71-23-8 | C3H8O | HW | HW-6211/NC-6211 | - | Fixed | GD-A80series | ～100%LEL/～21000ppm
n-Propanol | C3H8O | 71-23-8 | C3H8O | HW | HW-6211/NC-6211 | - | Fixed | GD-D58(TYPE GP)series | ～100%LEL/～21000ppm
n-Propanol | C3H8O | 71-23-8 | C3H8O | HW | HW-6211/NC-6211 | - | Fixed | GD-D58(TYPE NC)series | ～100%LEL/～21000ppm
n-Propanol | C3H8O | 71-23-8 | C3H8O | HW | HW-6211/NC-6211 | - | Fixed | SD-1(TYPE NC)series | ～100%LEL/～21000ppm
n-Propanol | C3H8O | 71-23-8 | C3H8O | HW | HW-6211/NC-6211 | - | Fixed | SD-D58(TYPE NC)series | ～100%LEL/～21000ppm
n-Propanol | C3H8O | 71-23-8 | C3H8O | HW | HW-6206 | - | Fixed | SD-2500 | 0～100%LEL | Upper limit of operating temperature of instrument: SD-2500=160℃/SD-2600=200℃/SD-2700：250℃
n-Propanol | C3H8O | 71-23-8 | C3H8O | HW | HW-6206 | - | Fixed | SD-2600 | 0～100%LEL | Upper limit of operating temperature of instrument: SD-2500=160℃/SD-2600=200℃/SD-2700：250℃
n-Propanol | C3H8O | 71-23-8 | C3H8O | HW | HW-6206 | - | Fixed | SD-2700 | 0～100%LEL | Upper limit of operating temperature of instrument: SD-2500=160℃/SD-2600=200℃/SD-2700：250℃
n-Propanol | C3H8O | 71-23-8 | C3H8O | HW | HW-6207 | - | Fixed | GD-A2400 | 0～100%LEL | Upper limit of operating temperature of instrument: GD-A2400=160℃
n-Propanol | C3H8O | 71-23-8 | C3H8O | HW | HW-6208 | - | Fixed | SD-2500 | 0～100%LEL | HW-6206 temperature sorted sensor, Upper limit of operating temperature of instrument: SD-2500=160℃/SD-2600=200℃/SD-2700：250℃
n-Propanol | C3H8O | 71-23-8 | C3H8O | HW | HW-6208 | - | Fixed | SD-2600 | 0～100%LEL | HW-6206 temperature sorted sensor, Upper limit of operating temperature of instrument: SD-2500=160℃/SD-2600=200℃/SD-2700：250℃
n-Propanol | C3H8O | 71-23-8 | C3H8O | HW | HW-6208 | - | Fixed | SD-2700 | 0～100%LEL | HW-6206 temperature sorted sensor, Upper limit of operating temperature of instrument: SD-2500=160℃/SD-2600=200℃/SD-2700：250℃
n-Propanol | C3H8O | 71-23-8 | C3H8O | HW | HW-6212 | - | Fixed | GD-A80-70series | 0～100%LEL
n-Propanol | C3H8O | 71-23-8 | C3H8O | SG | SG-8521 | - | Fixed | GD-A80Vseries | 0～200ppm/0～300ppm/0～500ppm/0～1000ppm/0～2000ppm/0～3000ppm/0～5000ppm
n-Propanol | C3H8O | 71-23-8 | C3H8O | SG | SG-8521 | - | Fixed | GD-D58・GHseries | 0～200ppm/0～300ppm/0～500ppm/0～1000ppm/0～2000ppm/0～3000ppm/0～5000ppm
n-Propanol | C3H8O | 71-23-8 | C3H8O | SG | SG-8521 | - | Fixed | SD-1GHseries | 0～200ppm/0～300ppm/0～500ppm/0～1000ppm/0～2000ppm/0～3000ppm/0～5000ppm
n-Propanol | C3H8O | 71-23-8 | C3H8O | SG | SG-8521 | - | Fixed | SD-D58・GHseries | 0～200ppm/0～300ppm/0～500ppm/0～1000ppm/0～2000ppm/0～3000ppm/0～5000ppm
n-Propyl acetate | ｎPAc | 109-60-4 | C5H10O2 | HW | HW-6211 | - | Fixed | SD-1(TYPE GP)series | ～100%LEL
n-Propyl acetate | ｎPAc | 109-60-4 | C5H10O2 | HW | HW-6211 | - | Fixed | SD-D58(TYPE GP)series | ～100%LEL
n-Propyl acetate | ｎPAc | 109-60-4 | C5H10O2 | HW | HW-6211/NC-6211 | - | Fixed | GD-A80series | ～100%LEL/～17000ppm
n-Propyl acetate | ｎPAc | 109-60-4 | C5H10O2 | HW | HW-6211/NC-6211 | - | Fixed | GD-D58(TYPE GP)series | ～100%LEL/～17000ppm
n-Propyl acetate | ｎPAc | 109-60-4 | C5H10O2 | HW | HW-6211/NC-6211 | - | Fixed | GD-D58(TYPE NC)series | ～100%LEL/～17000ppm
n-Propyl acetate | ｎPAc | 109-60-4 | C5H10O2 | HW | HW-6211/NC-6211 | - | Fixed | SD-1(TYPE NC)series | ～100%LEL/～17000ppm
n-Propyl acetate | ｎPAc | 109-60-4 | C5H10O2 | HW | HW-6211/NC-6211 | - | Fixed | SD-D58(TYPE NC)series | ～100%LEL/～17000ppm
N-Vinyl-2-pyrrolidone | C6H9NO | 88-12-0 | C6H9NO | SG | SG-8562 | - | Fixed | GD-A80Vseries | 0～100ppm
N-Vinyl-2-pyrrolidone | C6H9NO | 88-12-0 | C6H9NO | SG | SG-8562 | - | Fixed | GD-D58・GHseries | 0～100ppm
N-Vinyl-2-pyrrolidone | C6H9NO | 88-12-0 | C6H9NO | SG | SG-8562 | - | Fixed | SD-1GHseries | 0～100ppm
N-Vinyl-2-pyrrolidone | C6H9NO | 88-12-0 | C6H9NO | SG | SG-8562 | - | Fixed | SD-D58・GHseries | 0～100ppm
Octa-fluorocyclobutane | FC-C318 | 115-25-3 | C4F8 | RI | DE-2113-37 | - | Fixed | RI-257 | 0～5000ppm
Octafluorocyclopentene | C5F8 | 559-40-0 | C5F8 | ES | ESU-K235L | - | Fixed | TP-70DGⅡseries | 0～5ppm | Only for TP-70DGⅡ
Octafluorocyclopentene | C5F8 | 559-40-0 | C5F8 | SG | SGU-8521 | - | Fixed | GD-70Dseries | 0～2000ppm
Octafluorocyclopentene | C5F8 | 559-40-0 | C5F8 | SG | SGU-8521 | - | Fixed | TP-70D | 0～2000ppm
Octafluorocyclopentene | C5F8 | 559-40-0 | C5F8 | SG | SG-8521 | - | Fixed | GD-A80Vseries | 0～2000ppm/0～3000ppm/0～5000ppm
Octafluorocyclopentene | C5F8 | 559-40-0 | C5F8 | SG | SG-8521 | - | Fixed | GD-D58・GHseries | 0～2000ppm/0～3000ppm/0～5000ppm
Octafluorocyclopentene | C5F8 | 559-40-0 | C5F8 | SG | SG-8521 | - | Fixed | SD-1GHseries | 0～2000ppm/0～3000ppm/0～5000ppm
Octafluorocyclopentene | C5F8 | 559-40-0 | C5F8 | SG | SG-8521 | - | Fixed | SD-D58・GHseries | 0～2000ppm/0～3000ppm/0～5000ppm
Octafluoropropane | C3F8 | 76-19-7 | C3F8 | RI | DE-2113-37 | - | Fixed | RI-257 | 0～5000ppm
Octamethylcyclotetrasiloxane | OMCTS | 556-67-2 | C8H24O4Si4 | SS | SSU-1925 | - | Fixed | GD-70D+PLUseries | 0～3ppm | PLU-70 required
Octamethylcyclotetrasiloxane | OMCTS | 556-67-2 | C8H24O4Si4 | SS | SSU-1925 | - | Fixed | GD-70DG | 0～3ppm | PLU-70 required
Octamethylcyclotetrasiloxane | OMCTS | 556-67-2 | C8H24O4Si4 | RI | DE-2113-35 | - | Fixed | RI-257 | 0～1000ppm
OK73 thinner | OK-73 | - | - | SG | SGU-8521 | - | Fixed | GD-70Dseries | 0～1000ppm
OK73 thinner | OK-73 | - | - | SG | SGU-8521 | - | Fixed | TP-70D | 0～1000ppm
Oxygen | O2 | 7782-44-7 | O2 | ES | ESU-X23 | - | Fixed | GD-70Dseries | 0～25vol%
Oxygen | O2 | 7782-44-7 | O2 | ES | ESU-X23 | - | Fixed | TP-70D | 0～25vol%
Oxygen | O2 | 7782-44-7 | O2 | OS | OSU-8078 | - | Fixed | GD-70Dseries | 0～5vol% | H-HH(standard)、L-LL、L-H
Oxygen | O2 | 7782-44-7 | O2 | OS | OSU-8078 | - | Fixed | TP-70D | 0～5vol% | H-HH(standard)、L-LL、L-H
Oxygen | O2 | 7782-44-7 | O2 | OS | OSU-8078 | - | Fixed | GD-70Dseries | 0‐25vol% | L-LL(standard)、L-H/Suppress：20.9±0.5
Oxygen | O2 | 7782-44-7 | O2 | OS | OSU-8078 | - | Fixed | TP-70D | 0‐25vol% | L-LL(standard)、L-H/Suppress：20.9±0.5
Oxygen | O2 | 7782-44-7 | O2 | OS | OSU-8078 | - | Fixed | GD-70Dseries | 0～50vol% | H-HH
Oxygen | O2 | 7782-44-7 | O2 | OS | OSU-8078 | - | Fixed | TP-70D | 0～50vol% | H-HH
Oxygen | O2 | 7782-44-7 | O2 | OS | OSU-8078 | - | Fixed | GD-70Dseries | 0～100vol% | H-HH
Oxygen | O2 | 7782-44-7 | O2 | OS | OSU-8078 | - | Fixed | TP-70D | 0～100vol% | H-HH
Oxygen | O2 | 7782-44-7 | O2 | OS | OSU-8078TF-A | - | Fixed | GD-70Dseries | 0‐25vol% | Against solvent
Oxygen | O2 | 7782-44-7 | O2 | OS | OSU-8078TF-A | - | Fixed | TP-70D | 0‐25vol% | Against solvent
Oxygen | O2 | 7782-44-7 | O2 | OS | OS-B11-A | - | Fixed | GD-F3A-Aseries | 0～5vol%/0～10vol%/0～25vol%
Oxygen | O2 | 7782-44-7 | O2 | OS | OS-B11-A | - | Fixed | GD-F4A-Aseries | 0～5vol%/0～10vol%/0～25vol%
Oxygen | O2 | 7782-44-7 | O2 | OS | OS-B11-A | - | Fixed | GD-F88Aiseries | 0～5vol%/0～10vol%/0～25vol%
Oxygen | O2 | 7782-44-7 | O2 | OS | OS-B11-A | - | Fixed | GD-F88Diseries | 0～5vol%/0～10vol%/0～25vol%
Oxygen | O2 | 7782-44-7 | O2 | OS | OS-B11TF-A | - | Fixed | GD-F3A-Aseries | 0～5vol%/0～10vol%/0～25vol% | Against solvent
Oxygen | O2 | 7782-44-7 | O2 | OS | OS-B11TF-A | - | Fixed | GD-F4A-Aseries | 0～5vol%/0～10vol%/0～25vol% | Against solvent
Oxygen | O2 | 7782-44-7 | O2 | OS | OS-B11TF-A | - | Fixed | GD-F88Aiseries | 0～5vol%/0～10vol%/0～25vol% | Against solvent
Oxygen | O2 | 7782-44-7 | O2 | OS | OS-B11TF-A | - | Fixed | GD-F88Diseries | 0～5vol%/0～10vol%/0～25vol% | Against solvent
Oxygen | O2 | 7782-44-7 | O2 | OS | OS-B11TFX-A | - | Fixed | GD-F3A-Aseries | 0～5vol%/0～10vol%/0～25vol% | Against solvent
Oxygen | O2 | 7782-44-7 | O2 | OS | OS-B11TFX-A | - | Fixed | GD-F4A-Aseries | 0～5vol%/0～10vol%/0～25vol% | Against solvent
Oxygen | O2 | 7782-44-7 | O2 | OS | OS-B11TFX-A | - | Fixed | GD-F88Aiseries | 0～5vol%/0～10vol%/0～25vol% | Against solvent
Oxygen | O2 | 7782-44-7 | O2 | OS | OS-B11TFX-A | - | Fixed | GD-F88Diseries | 0～5vol%/0～10vol%/0～25vol% | Against solvent
Oxygen | O2 | 7782-44-7 | O2 | OS | OS-B11E-A | - | Fixed | SD-1OXseries | 0～5vol%/0～10vol%/0～25vol%
Oxygen | O2 | 7782-44-7 | O2 | OS | OS-B11E-A | - | Fixed | SDWL-1OXseries | 0～5vol%/0～10vol%/0～25vol%
Oxygen | O2 | 7782-44-7 | O2 | OS | OS-B11TFE-A | - | Fixed | SD-1OXseries | 0～5vol%/0～10vol%/0～25vol% | Against solvent
Oxygen | O2 | 7782-44-7 | O2 | OS | OS-B11TFE-A | - | Fixed | SDWL-1OXseries | 0～5vol%/0～10vol%/0～25vol% | Against solvent
Oxygen | O2 | 7782-44-7 | O2 | OS | OS-B11TFXE-A | - | Fixed | SD-1OXseries | 0～5vol%/0～10vol%/0～25vol% | Against solvent
Oxygen | O2 | 7782-44-7 | O2 | OS | OS-B11TFXE-A | - | Fixed | SDWL-1OXseries | 0～5vol%/0～10vol%/0～25vol% | Against solvent
Oxygen | O2 | 7782-44-7 | O2 | OS | OS-BM2C | - | Portable | GX-2009 | 0～25vol%
Oxygen | O2 | 7782-44-7 | O2 | OS | OS-BM2C | - | Portable | GX-2012 | 0～25vol%
Oxygen | O2 | 7782-44-7 | O2 | OS | OS-BM2C | - | Portable | GX-2012GT | 0～25vol%
Oxygen | O2 | 7782-44-7 | O2 | OS | OS-BM2C | - | Portable | GX-6000 | 0～25vol%
Oxygen | O2 | 7782-44-7 | O2 | OS | OS-BM2C | - | Portable | OX-03 | 0～25vol%
Oxygen | O2 | 7782-44-7 | O2 | OS | OS-BM1 | - | Portable | GX-8000 | 0～25vol%
Oxygen | O2 | 7782-44-7 | O2 | OS | OS-BM1 | - | Portable | GX-8000(TYPE O2) | 0～25vol%
Oxygen | O2 | 7782-44-7 | O2 | OS | OS-BM1 | - | Portable | RX-8000 | 0～25vol%
Oxygen | O2 | 7782-44-7 | O2 | OS | OS-BM1 | - | Portable | RX-8500 | 0～25vol%
Oxygen | O2 | 7782-44-7 | O2 | OS | OS-BM1 | - | Portable | RX-8700 | 0～25vol%
Oxygen | O2 | 7782-44-7 | O2 | OS | OS-BM1 | - | Portable | CX-5 | 0～25vol%
Oxygen | O2 | 7782-44-7 | O2 | IF | IFM-8048 | N2 | Portable | FI-8000 | 0～100vol%
Oxygen | O2 | 7782-44-7 | O2 | IF | IFM-8048 | Ar | Portable | FI-8000 | 0～100vol%
Ozone | O3 | 10028-15-6 | O3 | ES | ESU-K239C | - | Fixed | GD-70Dseries | 0～1ppm
Ozone | O3 | 10028-15-6 | O3 | ES | ESU-K239C | - | Fixed | TP-70D | 0～1ppm
Ozone | O3 | 10028-15-6 | O3 | ES | ESU-K239C-S | - | Fixed | GD-70Dseries | 0～0.6ppm
Ozone | O3 | 10028-15-6 | O3 | ES | ESU-K239C-S | - | Fixed | TP-70D | 0～0.6ppm
Ozone | O3 | 10028-15-6 | O3 | ES | ESU-K239CL-S | - | Fixed | GD-70Dseries | 0～0.6ppm | Sensor for low humidity/Range: ～62%RH
Ozone | O3 | 10028-15-6 | O3 | ES | ESU-K239CL-S | - | Fixed | TP-70D | 0～0.6ppm | Sensor for low humidity/Range: ～62%RH
Ozone | O3 | 10028-15-6 | O3 | ES | ESM-K239C | - | Fixed | GD-K88Aiseries | 0～1ppm
Ozone | O3 | 10028-15-6 | O3 | ES | ESM-K239C | - | Fixed | GD-K88Diseries | 0～1ppm
Ozone | O3 | 10028-15-6 | O3 | ES | ESM-K239C-S | - | Fixed | GD-K88Aiseries | 0～0.6ppm
Ozone | O3 | 10028-15-6 | O3 | ES | ESM-K239C-S | - | Fixed | GD-K88Diseries | 0～0.6ppm
Ozone | O3 | 10028-15-6 | O3 | ES | ESM-K239CL | - | Fixed | GD-K88Aiseries | 0～1ppm
Ozone | O3 | 10028-15-6 | O3 | ES | ESM-K239CL | - | Fixed | GD-K88Diseries | 0～1ppm
Ozone | O3 | 10028-15-6 | O3 | ES | ESM-K239CL-S | - | Fixed | GD-K88Aiseries | 0～0.6ppm | Sensor for low humidity/Range: ～62%RH
Ozone | O3 | 10028-15-6 | O3 | ES | ESM-K239CL-S | - | Fixed | GD-K88Diseries | 0～0.6ppm | Sensor for low humidity/Range: ～62%RH
Ozone | O3 | 10028-15-6 | O3 | ES | ESM-K239C | - | Portable | SC-8000 | 0～1ppm
Ozone | O3 | 10028-15-6 | O3 | IF | IFM-8024 | O2 | Portable | FI-8000 | 0～100vol%
Paraffin | NG+LPG | - | - | IF | IFM-8024 | - | Portable | FI-8000 | 25～50MJ/m3 Gross 0℃
Paraffin | NG+LPG | - | - | IF | IFM-8024 | - | Portable | FI-8000 | 22～45MJ/m3 Net 0℃
Paraffin | NG+LPG | - | - | IF | IFM-8024 | - | Portable | FI-8000 | 6000～11700kcal/m3 Gross 0℃
Paraffin | NG+LPG | - | - | IF | IFM-8024 | - | Portable | FI-8000 | 5300～10600kcal/m3 Net 0℃
Paraffin | NG+LPG | - | - | IF | IFM-8024 | - | Portable | FI-8000 | 24～47MJ/m3 Gross 15℃
Paraffin | NG+LPG | - | - | IF | IFM-8024 | - | Portable | FI-8000 | 21～42MJ/m3 Net 15℃
Paraffin | NG+LPG | - | - | IF | IFM-8024 | - | Portable | FI-8000 | 5700～11000kcal/m3 Gross 15℃
Paraffin | NG+LPG | - | - | IF | IFM-8024 | - | Portable | FI-8000 | 5000～10000kcal/m3 Net 15℃
Paraffin | NG+LPG | - | - | IF | IFM-8024 | - | Portable | FI-8000 | 23.5～46MJ/m3 Gross 20℃
Paraffin | NG+LPG | - | - | IF | IFM-8024 | - | Portable | FI-8000 | 20.5～41.5MJ/m3 Net 20℃
Paraffin | NG+LPG | - | - | IF | IFM-8024 | - | Portable | FI-8000 | 5600～10500kcal/m3 Gross 20℃
Paraffin | NG+LPG | - | - | IF | IFM-8024 | - | Portable | FI-8000 | 4900～9900kcal/m3 Net 20℃
Pentane | n-C5H12 | 109-66-0 | C5H12 | HW | HW-6211 | - | Fixed | SD-1(TYPE GP)series | ～100%LEL
Pentane | n-C5H12 | 109-66-0 | C5H12 | HW | HW-6211 | - | Fixed | SD-D58(TYPE GP)series | ～100%LEL
Pentane | n-C5H12 | 109-66-0 | C5H12 | HW | HW-6211/NC-6211 | - | Fixed | GD-A80series | ～100%LEL/～15000ppm
Pentane | n-C5H12 | 109-66-0 | C5H12 | HW | HW-6211/NC-6211 | - | Fixed | GD-D58(TYPE GP)series | ～100%LEL/～15000ppm
Pentane | n-C5H12 | 109-66-0 | C5H12 | HW | HW-6211/NC-6211 | - | Fixed | GD-D58(TYPE NC)series | ～100%LEL/～15000ppm
Pentane | n-C5H12 | 109-66-0 | C5H12 | HW | HW-6211/NC-6211 | - | Fixed | SD-1(TYPE NC)series | ～100%LEL/～15000ppm
Pentane | n-C5H12 | 109-66-0 | C5H12 | HW | HW-6211/NC-6211 | - | Fixed | SD-D58(TYPE NC)series | ～100%LEL/～15000ppm
Pentane | n-C5H12 | 109-66-0 | C5H12 | HW | HW-6206 | - | Fixed | SD-2500 | 0～100%LEL | Upper limit of operating temperature of instrument: SD-2500=160℃/SD-2600=200℃/SD-2700：250℃
Pentane | n-C5H12 | 109-66-0 | C5H12 | HW | HW-6206 | - | Fixed | SD-2600 | 0～100%LEL | Upper limit of operating temperature of instrument: SD-2500=160℃/SD-2600=200℃/SD-2700：250℃
Pentane | n-C5H12 | 109-66-0 | C5H12 | HW | HW-6206 | - | Fixed | SD-2700 | 0～100%LEL | Upper limit of operating temperature of instrument: SD-2500=160℃/SD-2600=200℃/SD-2700：250℃
Pentane | n-C5H12 | 109-66-0 | C5H12 | HW | HW-6207 | - | Fixed | GD-A2400 | 0～100%LEL | Upper limit of operating temperature of instrument: GD-A2400=160℃
Pentane | n-C5H12 | 109-66-0 | C5H12 | HW | HW-6208 | - | Fixed | SD-2500 | 0～100%LEL | HW-6206 temperature sorted sensor, Upper limit of operating temperature of instrument: SD-2500=160℃/SD-2600=200℃/SD-2700：250℃
Pentane | n-C5H12 | 109-66-0 | C5H12 | HW | HW-6208 | - | Fixed | SD-2600 | 0～100%LEL | HW-6206 temperature sorted sensor, Upper limit of operating temperature of instrument: SD-2500=160℃/SD-2600=200℃/SD-2700：250℃
Pentane | n-C5H12 | 109-66-0 | C5H12 | HW | HW-6208 | - | Fixed | SD-2700 | 0～100%LEL | HW-6206 temperature sorted sensor, Upper limit of operating temperature of instrument: SD-2500=160℃/SD-2600=200℃/SD-2700：250℃
Pentane | n-C5H12 | 109-66-0 | C5H12 | HW | HW-6212 | - | Fixed | GD-A80-70series | 0～100%LEL
Pentane | n-C5H12 | 109-66-0 | C5H12 | SG | SG-8511 | - | Fixed | GD-A80Vseries | 0～3000ppm/0～5000ppm
Pentane | n-C5H12 | 109-66-0 | C5H12 | SG | SG-8511 | - | Fixed | GD-D58・GHseries | 0～3000ppm/0～5000ppm
Pentane | n-C5H12 | 109-66-0 | C5H12 | SG | SG-8511 | - | Fixed | SD-1GHseries | 0～3000ppm/0～5000ppm
Pentane | n-C5H12 | 109-66-0 | C5H12 | SG | SG-8511 | - | Fixed | SD-D58・GHseries | 0～3000ppm/0～5000ppm
Pentane | n-C5H12 | 109-66-0 | C5H12 | SG | SG-8521 | - | Fixed | GD-A80Vseries | 0～300ppm/0～500ppm/0～1000ppm/0～2000ppm
Pentane | n-C5H12 | 109-66-0 | C5H12 | SG | SG-8521 | - | Fixed | GD-D58・GHseries | 0～300ppm/0～500ppm/0～1000ppm/0～2000ppm
Pentane | n-C5H12 | 109-66-0 | C5H12 | SG | SG-8521 | - | Fixed | SD-1GHseries | 0～300ppm/0～500ppm/0～1000ppm/0～2000ppm
Pentane | n-C5H12 | 109-66-0 | C5H12 | SG | SG-8521 | - | Fixed | SD-D58・GHseries | 0～300ppm/0～500ppm/0～1000ppm/0～2000ppm
Pentane | n-C5H12 | 109-66-0 | C5H12 | HW | NC-6215 | - | Portable | GP-1000(Specified cal.gas) | 0～100%LEL
Perfluoro(methyl vinyl ether) | PMVE | 1187-93-5 | C3OF6 | SG | SG-8511 | - | Fixed | GD-A80Vseries | 0～10000ppm
Perfluoro(methyl vinyl ether) | PMVE | 1187-93-5 | C3OF6 | SG | SG-8511 | - | Fixed | GD-D58・GHseries | 0～10000ppm
Perfluoro(methyl vinyl ether) | PMVE | 1187-93-5 | C3OF6 | SG | SG-8511 | - | Fixed | SD-1GHseries | 0～10000ppm
Perfluoro(methyl vinyl ether) | PMVE | 1187-93-5 | C3OF6 | SG | SG-8511 | - | Fixed | SD-D58・GHseries | 0～10000ppm
Phenol | C6H5OH | 108-95-2 | C6H6O | HW | HW-6206 | - | Fixed | SD-2500 | 0～100%LEL | Upper limit of operating temperature of instrument: SD-2500=160℃/SD-2600=200℃/SD-2700：250℃
Phenol | C6H5OH | 108-95-2 | C6H6O | HW | HW-6206 | - | Fixed | SD-2600 | 0～100%LEL | Upper limit of operating temperature of instrument: SD-2500=160℃/SD-2600=200℃/SD-2700：250℃
Phenol | C6H5OH | 108-95-2 | C6H6O | HW | HW-6206 | - | Fixed | SD-2700 | 0～100%LEL | Upper limit of operating temperature of instrument: SD-2500=160℃/SD-2600=200℃/SD-2700：250℃
Phenol | C6H5OH | 108-95-2 | C6H6O | HW | HW-6207 | - | Fixed | GD-A2400 | 0～100%LEL | Upper limit of operating temperature of instrument: GD-A2400=160℃
Phenol | C6H5OH | 108-95-2 | C6H6O | HW | HW-6208 | - | Fixed | SD-2500 | 0～100%LEL | HW-6206 temperature sorted sensor, Upper limit of operating temperature of instrument: SD-2500=160℃/SD-2600=200℃/SD-2700：250℃
Phenol | C6H5OH | 108-95-2 | C6H6O | HW | HW-6208 | - | Fixed | SD-2600 | 0～100%LEL | HW-6206 temperature sorted sensor, Upper limit of operating temperature of instrument: SD-2500=160℃/SD-2600=200℃/SD-2700：250℃
Phenol | C6H5OH | 108-95-2 | C6H6O | HW | HW-6208 | - | Fixed | SD-2700 | 0～100%LEL | HW-6206 temperature sorted sensor, Upper limit of operating temperature of instrument: SD-2500=160℃/SD-2600=200℃/SD-2700：250℃
Phenol | C6H5OH | 108-95-2 | C6H6O | HW | HW-6212 | - | Fixed | GD-A80-70series | 0～100%LEL
Phenol | C6H5OH | 108-95-2 | C6H6O | SG | SG-8521 | - | Fixed | GD-A80Vseries | 0～100ppm/0～200ppm/0～300ppm/0～500ppm/0～1000ppm/0～2000ppm
Phenol | C6H5OH | 108-95-2 | C6H6O | SG | SG-8521 | - | Fixed | GD-D58・GHseries | 0～100ppm/0～200ppm/0～300ppm/0～500ppm/0～1000ppm/0～2000ppm
Phenol | C6H5OH | 108-95-2 | C6H6O | SG | SG-8521 | - | Fixed | SD-1GHseries | 0～100ppm/0～200ppm/0～300ppm/0～500ppm/0～1000ppm/0～2000ppm
Phenol | C6H5OH | 108-95-2 | C6H6O | SG | SG-8521 | - | Fixed | SD-D58・GHseries | 0～100ppm/0～200ppm/0～300ppm/0～500ppm/0～1000ppm/0～2000ppm
Phosgene | COCL2 | 75-44-5 | COCL2 | ES | ESM-D25BY | - | Fixed | GD-K88Aiseries | 0～0.3ppm
Phosphine | PH3 | 7803-51-2 | PH3 | ES | ESU-23DH | - | Fixed | GD-70Dseries | 0～1ppm
Phosphine | PH3 | 7803-51-2 | PH3 | ES | ESU-23DH | - | Fixed | TP-70D | 0～1ppm
Phosphine | PH3 | 7803-51-2 | PH3 | ES | ESU-23AH | - | Fixed | GD-70Dseries | 0～1ppm
Phosphine | PH3 | 7803-51-2 | PH3 | ES | ESU-23AH | - | Fixed | TP-70D | 0～1ppm
Phosphine | PH3 | 7803-51-2 | PH3 | ES | ESM-23AH | - | Fixed | GD-K88Aiseries | 0～1ppm
Phosphine | PH3 | 7803-51-2 | PH3 | ES | ESM-23AH | - | Fixed | GD-K88Diseries | 0～1ppm
Phosphine | PH3 | 7803-51-2 | PH3 | ES | ESM-23DH | - | Fixed | GD-K88Aiseries | 0～1ppm
Phosphine | PH3 | 7803-51-2 | PH3 | ES | ESM-23DH | - | Fixed | GD-K88Diseries | 0～1ppm
Phosphine | PH3 | 7803-51-2 | PH3 | SH | SH-8662 | - | Portable | SP-220(TYPE FUM) | 0～4.5ppm
Phosphine | PH3 | 7803-51-2 | PH3 | SH | SH-8662 | - | Portable | SP-220(TYPE SC) | 0～2ppm
Phosphine | PH3 | 7803-51-2 | PH3 | ES | ESM-01DH | - | Portable | SC-01 | 0～1ppm
Phosphine | PH3 | 7803-51-2 | PH3 | ES | ESM-23DH | - | Portable | SC-8000 | 0～1ppm
Phosphine | PH3 | 7803-51-2 | PH3 | ES | ESM-23DH | - | Portable | SC-8000 | 0～10ppm
Phosphine | PH3 | 7803-51-2 | PH3 | IF | IFM-8048 | AIR | Portable | FI-8000 | 0～50g/m3
Phosphine | PH3 | 7803-51-2 | PH3 | IF | IFM-8048 | AIR | Portable | FI-8000 | 0～50oz/1000cft
Phosphorus Trifluoride | PF3 | 7783-55-3 | PF3 | ES | ESU-23DH | - | Fixed | GD-70Dseries | 0～10ppm
Phosphorus Trifluoride | PF3 | 7783-55-3 | PF3 | ES | ESU-23DH | - | Fixed | TP-70D | 0～10ppm
Phosphorus Trifluoride | PF3 | 7783-55-3 | PF3 | ES | ESM-23DH | - | Fixed | GD-K88Aiseries | 0～10ppm
Phosphorus Trifluoride | PF3 | 7783-55-3 | PF3 | ES | ESM-23DH | - | Fixed | GD-K88Diseries | 0～10ppm
Propane | C3H8 | 74-98-6 | C3H8 | SG | SGU-8511 | - | Fixed | GD-70Dseries | 0～2000ppm
Propane | C3H8 | 74-98-6 | C3H8 | SG | SGU-8511 | - | Fixed | TP-70D | 0～2000ppm
Propane | C3H8 | 74-98-6 | C3H8 | SG | SGU-8511 | - | Fixed | GD-70Dseries | 0～5000ppm
Propane | C3H8 | 74-98-6 | C3H8 | SG | SGU-8511 | - | Fixed | TP-70D | 0～5000ppm
Propane | C3H8 | 74-98-6 | C3H8 | SG | SGU-8582 | - | Fixed | GD-70Dseries | 0～2000ppm
Propane | C3H8 | 74-98-6 | C3H8 | SG | SGU-8582 | - | Fixed | TP-70D | 0～2000ppm
Propane | C3H8 | 74-98-6 | C3H8 | HW | NCU‐6211 | - | Fixed | GD-70Dseries | 0～100%LEL | Confirm that GD-70D is non-explosion proof
Propane | C3H8 | 74-98-6 | C3H8 | HW | NCU‐6211 | - | Fixed | TP-70D | 0～100%LEL | Confirm that GD-70D is non-explosion proof
Propane | C3H8 | 74-98-6 | C3H8 | RI | DE-2113-60 | - | Fixed | RI-557 | 0～20vol%
Propane | C3H8 | 74-98-6 | C3H8 | RI | DE-3315-2 | - | Fixed | SD-1RIseries | 0～100%LEL
Propane | C3H8 | 74-98-6 | C3H8 | HW | HW-6211 | - | Fixed | SD-1(TYPE GP)series | ～100%LEL
Propane | C3H8 | 74-98-6 | C3H8 | HW | HW-6211 | - | Fixed | SD-D58(TYPE GP)series | ～100%LEL
Propane | C3H8 | 74-98-6 | C3H8 | HW | HW-6211/NC-6211 | - | Fixed | GD-A80series | ～100%LEL/～20000ppm
Propane | C3H8 | 74-98-6 | C3H8 | HW | HW-6211/NC-6211 | - | Fixed | GD-D58(TYPE GP)series | ～100%LEL/～20000ppm
Propane | C3H8 | 74-98-6 | C3H8 | HW | HW-6211/NC-6211 | - | Fixed | GD-D58(TYPE NC)series | ～100%LEL/～20000ppm
Propane | C3H8 | 74-98-6 | C3H8 | HW | HW-6211/NC-6211 | - | Fixed | SD-1(TYPE NC)series | ～100%LEL/～20000ppm
Propane | C3H8 | 74-98-6 | C3H8 | HW | HW-6211/NC-6211 | - | Fixed | SD-D58(TYPE NC)series | ～100%LEL/～20000ppm
Propane | C3H8 | 74-98-6 | C3H8 | HW | HW-6213/NC-6213 | - | Fixed | GD-A80series | 0～100%LEL/0～20000ppm
Propane | C3H8 | 74-98-6 | C3H8 | HW | HW-6213/NC-6213 | - | Fixed | GD-D58(TYPE GP)series | 0～100%LEL/0～20000ppm
Propane | C3H8 | 74-98-6 | C3H8 | HW | HW-6213/NC-6213 | - | Fixed | GD-D58(TYPE NC)series | 0～100%LEL/0～20000ppm
Propane | C3H8 | 74-98-6 | C3H8 | HW | HW-6239 | - | Fixed | GD-A80-70series | 0～100%LEL
Propane | C3H8 | 74-98-6 | C3H8 | HW | HW-6239 | - | Fixed | SD-1(TYPE GP)series | 0～100%LEL
Propane | C3H8 | 74-98-6 | C3H8 | HW | HW-6239 | - | Fixed | SD-D58(TYPE GP)series | 0～100%LEL
Propane | C3H8 | 74-98-6 | C3H8 | HW | HW-6239/NC-6239 | - | Fixed | GD-A80series | 0～100%LEL/0～20000ppm
Propane | C3H8 | 74-98-6 | C3H8 | HW | HW-6239/NC-6239 | - | Fixed | GD-D58(TYPE GP)series | 0～100%LEL/0～20000ppm
Propane | C3H8 | 74-98-6 | C3H8 | HW | HW-6239/NC-6239 | - | Fixed | GD-D58(TYPE NC)series | 0～100%LEL/0～20000ppm
Propane | C3H8 | 74-98-6 | C3H8 | HW | HW-6239/NC-6239 | - | Fixed | SD-1(TYPE NC)series | 0～100%LEL/0～20000ppm
Propane | C3H8 | 74-98-6 | C3H8 | HW | HW-6239/NC-6239 | - | Fixed | SD-D58(TYPE NC)series | 0～100%LEL/0～20000ppm
Propane | C3H8 | 74-98-6 | C3H8 | HW | NC-6240A | - | Fixed | GD-A80series | 0～100%LEL/0～20000ppm
Propane | C3H8 | 74-98-6 | C3H8 | HW | NC-6240A | - | Fixed | GD-D58(TYPE NC)series | 0～100%LEL/0～20000ppm
Propane | C3H8 | 74-98-6 | C3H8 | HW | NC-6240A | - | Fixed | SD-1(TYPE NC)series | 0～100%LEL/0～20000ppm
Propane | C3H8 | 74-98-6 | C3H8 | HW | NC-6240A | - | Fixed | SD-D58(TYPE NC)series | 0～100%LEL/0～20000ppm
Propane | C3H8 | 74-98-6 | C3H8 | HW | NC-6245 | - | Fixed | GD-A80series | 0～100%LEL
Propane | C3H8 | 74-98-6 | C3H8 | HW | NC-6245 | - | Fixed | GD-D58(TYPE NC)series | 0～100%LEL
Propane | C3H8 | 74-98-6 | C3H8 | HW | NC-6245 | - | Fixed | SD-1(TYPE NC)series | 0～100%LEL
Propane | C3H8 | 74-98-6 | C3H8 | HW | NC-6245 | - | Fixed | SD-D58(TYPE NC)series | 0～100%LEL
Propane | C3H8 | 74-98-6 | C3H8 | HW | NC-6250 | - | Fixed | GD-A80series | 0～100%LEL/0～20000ppm
Propane | C3H8 | 74-98-6 | C3H8 | HW | NC-6250 | - | Fixed | GD-D58(TYPE NC)series | 0～100%LEL/0～20000ppm
Propane | C3H8 | 74-98-6 | C3H8 | HW | HW-6206 | - | Fixed | SD-2500 | 0～100%LEL | Upper limit of operating temperature of instrument: SD-2500=160℃/SD-2600=200℃/SD-2700：250℃
Propane | C3H8 | 74-98-6 | C3H8 | HW | HW-6206 | - | Fixed | SD-2600 | 0～100%LEL | Upper limit of operating temperature of instrument: SD-2500=160℃/SD-2600=200℃/SD-2700：250℃
Propane | C3H8 | 74-98-6 | C3H8 | HW | HW-6206 | - | Fixed | SD-2700 | 0～100%LEL | Upper limit of operating temperature of instrument: SD-2500=160℃/SD-2600=200℃/SD-2700：250℃
Propane | C3H8 | 74-98-6 | C3H8 | HW | HW-6207 | - | Fixed | GD-A2400 | 0～100%LEL | Upper limit of operating temperature of instrument: GD-A2400=160℃
Propane | C3H8 | 74-98-6 | C3H8 | HW | HW-6208 | - | Fixed | SD-2500 | 0～100%LEL | HW-6206 temperature sorted sensor, Upper limit of operating temperature of instrument: SD-2500=160℃/SD-2600=200℃/SD-2700：250℃
Propane | C3H8 | 74-98-6 | C3H8 | HW | HW-6208 | - | Fixed | SD-2600 | 0～100%LEL | HW-6206 temperature sorted sensor, Upper limit of operating temperature of instrument: SD-2500=160℃/SD-2600=200℃/SD-2700：250℃
Propane | C3H8 | 74-98-6 | C3H8 | HW | HW-6208 | - | Fixed | SD-2700 | 0～100%LEL | HW-6206 temperature sorted sensor, Upper limit of operating temperature of instrument: SD-2500=160℃/SD-2600=200℃/SD-2700：250℃
Propane | C3H8 | 74-98-6 | C3H8 | HW | HW-6212 | - | Fixed | GD-A80-70series | 0～100%LEL
Propane | C3H8 | 74-98-6 | C3H8 | SG | SG-8511 | - | Fixed | GD-A80Vseries | 0～2000ppm/0～3000ppm/0～5000ppm/0～10000ppm/0～20000ppm/0～50%LEL/0～100%LEL
Propane | C3H8 | 74-98-6 | C3H8 | SG | SG-8511 | - | Fixed | GD-D58・GHseries | 0～2000ppm/0～3000ppm/0～5000ppm/0～10000ppm/0～20000ppm/0～50%LEL/0～100%LEL
Propane | C3H8 | 74-98-6 | C3H8 | SG | SG-8511 | - | Fixed | SD-1GHseries | 0～2000ppm/0～3000ppm/0～5000ppm/0～10000ppm/0～20000ppm/0～50%LEL/0～100%LEL
Propane | C3H8 | 74-98-6 | C3H8 | SG | SG-8511 | - | Fixed | SD-D58・GHseries | 0～2000ppm/0～3000ppm/0～5000ppm/0～10000ppm/0～20000ppm/0～50%LEL/0～100%LEL
Propane | C3H8 | 74-98-6 | C3H8 | SG | SG-8521 | - | Fixed | GD-A80Vseries | ★0～500ppm/★0～1000ppm | ★Range easily affected by environmental conditions and other
Propane | C3H8 | 74-98-6 | C3H8 | SG | SG-8521 | - | Fixed | GD-D58・GHseries | ★0～500ppm/★0～1000ppm | ★Range easily affected by environmental conditions and other
Propane | C3H8 | 74-98-6 | C3H8 | SG | SG-8521 | - | Fixed | SD-1GHseries | ★0～500ppm/★0～1000ppm | ★Range easily affected by environmental conditions and other
Propane | C3H8 | 74-98-6 | C3H8 | SG | SG-8521 | - | Fixed | SD-D58・GHseries | ★0～500ppm/★0～1000ppm | ★Range easily affected by environmental conditions and other
Propane | C3H8 | 74-98-6 | C3H8 | SG | SG-8582 | - | Fixed | GD-A80Vseries | 0～100ppm/0～200ppm/0～300ppm/0～500ppm/0～1000ppm/0～2000ppm/0～3000ppm/0～5000ppm
Propane | C3H8 | 74-98-6 | C3H8 | SG | SG-8582 | - | Fixed | GD-D58・GHseries | 0～100ppm/0～200ppm/0～300ppm/0～500ppm/0～1000ppm/0～2000ppm/0～3000ppm/0～5000ppm
Propane | C3H8 | 74-98-6 | C3H8 | SG | SG-8582 | - | Fixed | SD-1GHseries | 0～100ppm/0～200ppm/0～300ppm/0～500ppm/0～1000ppm/0～2000ppm/0～3000ppm/0～5000ppm
Propane | C3H8 | 74-98-6 | C3H8 | SG | SG-8582 | - | Fixed | SD-D58・GHseries | 0～100ppm/0～200ppm/0～300ppm/0～500ppm/0～1000ppm/0～2000ppm/0～3000ppm/0～5000ppm
Propane | C3H8 | 74-98-6 | C3H8 | HW | NC-6215 | - | Portable | GP-1000(CH4) | 0～100%LEL
Propane | C3H8 | 74-98-6 | C3H8 | HW | NC-6307 | - | Portable | NC-1000(CH4) | 0～10000ppm
Propane | C3H8 | 74-98-6 | C3H8 | TE | TE-7515W | Air,N2,CO2 | Portable | NP-1000(CH4) | 0～100vol%
Propane | C3H8 | 74-98-6 | C3H8 | SH | SH-8662 | - | Portable | SP-220(TYPE SC) | 0～20ppm
Propane | C3H8 | 74-98-6 | C3H8 | SH | SH-8661 | - | Portable | SP-220(TYPE F) | 0～10000ppm
Propane | C3H8 | 74-98-6 | C3H8 | SH | SH-8661 | - | Portable | SP-220(TYPE H2) | 0～10000ppm
Propane | C3H8 | 74-98-6 | C3H8 | IF | IFM-8048 | AIR | Portable | FI-8000 | 0～100%LEL
Propane | C3H8 | 74-98-6 | C3H8 | IF | IFM-8048 | AIR | Portable | FI-8000 | 0～10vol%
Propane | C3H8 | 74-98-6 | C3H8 | IF | IFM-8048 | N2 | Portable | FI-8000 | 0～100%LEL
Propane | C3H8 | 74-98-6 | C3H8 | IF | IFM-8024 | AIR | Portable | FI-8000 | 0～20vol%
Propionaldehyde | C2H5CHO | 123-38-6 | C3H6O | HW | HW-6211 | - | Fixed | SD-1(TYPE GP)series | ～100%LEL
Propionaldehyde | C2H5CHO | 123-38-6 | C3H6O | HW | HW-6211 | - | Fixed | SD-D58(TYPE GP)series | ～100%LEL
Propionaldehyde | C2H5CHO | 123-38-6 | C3H6O | HW | HW-6211/NC-6211 | - | Fixed | GD-A80series | ～100%LEL/～23000ppm
Propionaldehyde | C2H5CHO | 123-38-6 | C3H6O | HW | HW-6211/NC-6211 | - | Fixed | GD-D58(TYPE GP)series | ～100%LEL/～23000ppm
Propionaldehyde | C2H5CHO | 123-38-6 | C3H6O | HW | HW-6211/NC-6211 | - | Fixed | GD-D58(TYPE NC)series | ～100%LEL/～23000ppm
Propionaldehyde | C2H5CHO | 123-38-6 | C3H6O | HW | HW-6211/NC-6211 | - | Fixed | SD-1(TYPE NC)series | ～100%LEL/～23000ppm
Propionaldehyde | C2H5CHO | 123-38-6 | C3H6O | HW | HW-6211/NC-6211 | - | Fixed | SD-D58(TYPE NC)series | ～100%LEL/～23000ppm
Propionic acid | Pacid | 79-09-4 | C3H6O2 | SG | SG-8562 | - | Fixed | GD-A80Vseries | 0～100ppm/0～200ppm/0～300ppm/0～500ppm/0～1000ppm/0～2000ppm
Propionic acid | Pacid | 79-09-4 | C3H6O2 | SG | SG-8562 | - | Fixed | GD-D58・GHseries | 0～100ppm/0～200ppm/0～300ppm/0～500ppm/0～1000ppm/0～2000ppm
Propionic acid | Pacid | 79-09-4 | C3H6O2 | SG | SG-8562 | - | Fixed | SD-1GHseries | 0～100ppm/0～200ppm/0～300ppm/0～500ppm/0～1000ppm/0～2000ppm
Propionic acid | Pacid | 79-09-4 | C3H6O2 | SG | SG-8562 | - | Fixed | SD-D58・GHseries | 0～100ppm/0～200ppm/0～300ppm/0～500ppm/0～1000ppm/0～2000ppm
Propionitrile | C3H5N | 107-12-0 | C3H5N | HW | HW-6211 | - | Fixed | SD-1(TYPE GP)series | ～100%LEL
Propionitrile | C3H5N | 107-12-0 | C3H5N | HW | HW-6211 | - | Fixed | SD-D58(TYPE GP)series | ～100%LEL
Propionitrile | C3H5N | 107-12-0 | C3H5N | HW | HW-6211/NC-6211 | - | Fixed | GD-A80series | ～100%LEL/～31000ppm
Propionitrile | C3H5N | 107-12-0 | C3H5N | HW | HW-6211/NC-6211 | - | Fixed | GD-D58(TYPE GP)series | ～100%LEL/～31000ppm
Propionitrile | C3H5N | 107-12-0 | C3H5N | HW | HW-6211/NC-6211 | - | Fixed | GD-D58(TYPE NC)series | ～100%LEL/～31000ppm
Propionitrile | C3H5N | 107-12-0 | C3H5N | HW | HW-6211/NC-6211 | - | Fixed | SD-1(TYPE NC)series | ～100%LEL/～31000ppm
Propionitrile | C3H5N | 107-12-0 | C3H5N | HW | HW-6211/NC-6211 | - | Fixed | SD-D58(TYPE NC)series | ～100%LEL/～31000ppm
Propylamine | nPA | 107-10-8 | C3H9N | HW | HW-6211 | - | Fixed | SD-1(TYPE GP)series | ～100%LEL
Propylamine | nPA | 107-10-8 | C3H9N | HW | HW-6211 | - | Fixed | SD-D58(TYPE GP)series | ～100%LEL
Propylamine | nPA | 107-10-8 | C3H9N | HW | HW-6211/NC-6211 | - | Fixed | GD-A80series | ～100%LEL/～20000ppm
Propylamine | nPA | 107-10-8 | C3H9N | HW | HW-6211/NC-6211 | - | Fixed | GD-D58(TYPE GP)series | ～100%LEL/～20000ppm
Propylamine | nPA | 107-10-8 | C3H9N | HW | HW-6211/NC-6211 | - | Fixed | GD-D58(TYPE NC)series | ～100%LEL/～20000ppm
Propylamine | nPA | 107-10-8 | C3H9N | HW | HW-6211/NC-6211 | - | Fixed | SD-1(TYPE NC)series | ～100%LEL/～20000ppm
Propylamine | nPA | 107-10-8 | C3H9N | HW | HW-6211/NC-6211 | - | Fixed | SD-D58(TYPE NC)series | ～100%LEL/～20000ppm
Propylene | C3H6 | 115-07-1 | C3H6 | SG | SGU-8511 | - | Fixed | GD-70Dseries | 0～2000ppm
Propylene | C3H6 | 115-07-1 | C3H6 | SG | SGU-8511 | - | Fixed | TP-70D | 0～2000ppm
Propylene | C3H6 | 115-07-1 | C3H6 | SG | SGU-8521 | - | Fixed | GD-70Dseries | 0～2000ppm
Propylene | C3H6 | 115-07-1 | C3H6 | SG | SGU-8521 | - | Fixed | TP-70D | 0～2000ppm
Propylene | C3H6 | 115-07-1 | C3H6 | SG | SGU-8511 | - | Fixed | GD-70Dseries | 0～5000ppm
Propylene | C3H6 | 115-07-1 | C3H6 | SG | SGU-8511 | - | Fixed | TP-70D | 0～5000ppm
Propylene | C3H6 | 115-07-1 | C3H6 | HW | NCU‐6211 | - | Fixed | GD-70Dseries | 0～100%LEL | Confirm that GD-70D is non-explosion proof
Propylene | C3H6 | 115-07-1 | C3H6 | HW | NCU‐6211 | - | Fixed | TP-70D | 0～100%LEL | Confirm that GD-70D is non-explosion proof
Propylene | C3H6 | 115-07-1 | C3H6 | HW | HW-6211 | - | Fixed | SD-1(TYPE GP)series | ～100%LEL
Propylene | C3H6 | 115-07-1 | C3H6 | HW | HW-6211 | - | Fixed | SD-D58(TYPE GP)series | ～100%LEL
Propylene | C3H6 | 115-07-1 | C3H6 | HW | HW-6211/NC-6211 | - | Fixed | GD-A80series | ～100%LEL/～20000ppm
Propylene | C3H6 | 115-07-1 | C3H6 | HW | HW-6211/NC-6211 | - | Fixed | GD-D58(TYPE GP)series | ～100%LEL/～20000ppm
Propylene | C3H6 | 115-07-1 | C3H6 | HW | HW-6211/NC-6211 | - | Fixed | GD-D58(TYPE NC)series | ～100%LEL/～20000ppm
Propylene | C3H6 | 115-07-1 | C3H6 | HW | HW-6211/NC-6211 | - | Fixed | SD-1(TYPE NC)series | ～100%LEL/～20000ppm
Propylene | C3H6 | 115-07-1 | C3H6 | HW | HW-6211/NC-6211 | - | Fixed | SD-D58(TYPE NC)series | ～100%LEL/～20000ppm
Propylene | C3H6 | 115-07-1 | C3H6 | HW | HW-6239 | - | Fixed | GD-A80-70series | 0～100%LEL
Propylene | C3H6 | 115-07-1 | C3H6 | HW | HW-6239 | - | Fixed | SD-1(TYPE GP)series | 0～100%LEL
Propylene | C3H6 | 115-07-1 | C3H6 | HW | HW-6239 | - | Fixed | SD-D58(TYPE GP)series | 0～100%LEL
Propylene | C3H6 | 115-07-1 | C3H6 | HW | HW-6239/NC-6239 | - | Fixed | GD-A80series | 0～100%LEL/0～20000ppm
Propylene | C3H6 | 115-07-1 | C3H6 | HW | HW-6239/NC-6239 | - | Fixed | GD-D58(TYPE GP)series | 0～100%LEL/0～20000ppm
Propylene | C3H6 | 115-07-1 | C3H6 | HW | HW-6239/NC-6239 | - | Fixed | GD-D58(TYPE NC)series | 0～100%LEL/0～20000ppm
Propylene | C3H6 | 115-07-1 | C3H6 | HW | HW-6239/NC-6239 | - | Fixed | SD-1(TYPE NC)series | 0～100%LEL/0～20000ppm
Propylene | C3H6 | 115-07-1 | C3H6 | HW | HW-6239/NC-6239 | - | Fixed | SD-D58(TYPE NC)series | 0～100%LEL/0～20000ppm
Propylene | C3H6 | 115-07-1 | C3H6 | SG | SG-8511 | - | Fixed | GD-A80Vseries | 0～2000ppm/0～3000ppm/0～5000ppm/0～100%LEL
Propylene | C3H6 | 115-07-1 | C3H6 | SG | SG-8511 | - | Fixed | GD-D58・GHseries | 0～2000ppm/0～3000ppm/0～5000ppm/0～100%LEL
Propylene | C3H6 | 115-07-1 | C3H6 | SG | SG-8511 | - | Fixed | SD-1GHseries | 0～2000ppm/0～3000ppm/0～5000ppm/0～100%LEL
Propylene | C3H6 | 115-07-1 | C3H6 | SG | SG-8511 | - | Fixed | SD-D58・GHseries | 0～2000ppm/0～3000ppm/0～5000ppm/0～100%LEL
Propylene | C3H6 | 115-07-1 | C3H6 | SG | SG-8521 | - | Fixed | GD-A80Vseries | 0～100ppm/0～200ppm/0～300ppm/0～500ppm/0～1000ppm
Propylene | C3H6 | 115-07-1 | C3H6 | SG | SG-8521 | - | Fixed | GD-D58・GHseries | 0～100ppm/0～200ppm/0～300ppm/0～500ppm/0～1000ppm
Propylene | C3H6 | 115-07-1 | C3H6 | SG | SG-8521 | - | Fixed | SD-1GHseries | 0～100ppm/0～200ppm/0～300ppm/0～500ppm/0～1000ppm
Propylene | C3H6 | 115-07-1 | C3H6 | SG | SG-8521 | - | Fixed | SD-D58・GHseries | 0～100ppm/0～200ppm/0～300ppm/0～500ppm/0～1000ppm
Propylene | C3H6 | 115-07-1 | C3H6 | HW | NC-6215 | - | Portable | GP-1000(HC/CH4) | 0～100%LEL
Propylene | C3H6 | 115-07-1 | C3H6 | HW | NC-6307 | - | Portable | NC-1000(HC/CH4) | 0～10000ppm
Propylene | C3H6 | 115-07-1 | C3H6 | SH | SH-8661 | - | Portable | SP-220(TYPE H2) | 0～10000ppm
Propylene | C3H6 | 115-07-1 | C3H6 | IF | IFM-8048 | N2 | Portable | FI-8000 | 0～10vol%
Propylene carbonate | PC | 108-32-7 | C4H6O3 | HW | HW-6206 | - | Fixed | SD-2500 | 0～100%LEL | Upper limit of operating temperature of instrument: SD-2500=160℃/SD-2600=200℃/SD-2700：250℃
Propylene carbonate | PC | 108-32-7 | C4H6O3 | HW | HW-6206 | - | Fixed | SD-2600 | 0～100%LEL | Upper limit of operating temperature of instrument: SD-2500=160℃/SD-2600=200℃/SD-2700：250℃
Propylene carbonate | PC | 108-32-7 | C4H6O3 | HW | HW-6206 | - | Fixed | SD-2700 | 0～100%LEL | Upper limit of operating temperature of instrument: SD-2500=160℃/SD-2600=200℃/SD-2700：250℃
Propylene carbonate | PC | 108-32-7 | C4H6O3 | HW | HW-6207 | - | Fixed | GD-A2400 | 0～100%LEL | Upper limit of operating temperature of instrument: GD-A2400=160℃
Propylene carbonate | PC | 108-32-7 | C4H6O3 | HW | HW-6208 | - | Fixed | SD-2500 | 0～100%LEL | HW-6206 temperature sorted sensor, Upper limit of operating temperature of instrument: SD-2500=160℃/SD-2600=200℃/SD-2700：250℃
Propylene carbonate | PC | 108-32-7 | C4H6O3 | HW | HW-6208 | - | Fixed | SD-2600 | 0～100%LEL | HW-6206 temperature sorted sensor, Upper limit of operating temperature of instrument: SD-2500=160℃/SD-2600=200℃/SD-2700：250℃
Propylene carbonate | PC | 108-32-7 | C4H6O3 | HW | HW-6208 | - | Fixed | SD-2700 | 0～100%LEL | HW-6206 temperature sorted sensor, Upper limit of operating temperature of instrument: SD-2500=160℃/SD-2600=200℃/SD-2700：250℃
Propylene Glycol | PGLY | 57-55-6 | C3H8O2 | HW | HW-6206 | - | Fixed | SD-2500 | 0～100%LEL | Upper limit of operating temperature of instrument: SD-2500=160℃/SD-2600=200℃/SD-2700：250℃
Propylene Glycol | PGLY | 57-55-6 | C3H8O2 | HW | HW-6206 | - | Fixed | SD-2600 | 0～100%LEL | Upper limit of operating temperature of instrument: SD-2500=160℃/SD-2600=200℃/SD-2700：250℃
Propylene Glycol | PGLY | 57-55-6 | C3H8O2 | HW | HW-6206 | - | Fixed | SD-2700 | 0～100%LEL | Upper limit of operating temperature of instrument: SD-2500=160℃/SD-2600=200℃/SD-2700：250℃
Propylene Glycol | PGLY | 57-55-6 | C3H8O2 | HW | HW-6207 | - | Fixed | GD-A2400 | 0～100%LEL | Upper limit of operating temperature of instrument: GD-A2400=160℃
Propylene Glycol | PGLY | 57-55-6 | C3H8O2 | HW | HW-6208 | - | Fixed | SD-2500 | 0～100%LEL | HW-6206 temperature sorted sensor, Upper limit of operating temperature of instrument: SD-2500=160℃/SD-2600=200℃/SD-2700：250℃
Propylene Glycol | PGLY | 57-55-6 | C3H8O2 | HW | HW-6208 | - | Fixed | SD-2600 | 0～100%LEL | HW-6206 temperature sorted sensor, Upper limit of operating temperature of instrument: SD-2500=160℃/SD-2600=200℃/SD-2700：250℃
Propylene Glycol | PGLY | 57-55-6 | C3H8O2 | HW | HW-6208 | - | Fixed | SD-2700 | 0～100%LEL | HW-6206 temperature sorted sensor, Upper limit of operating temperature of instrument: SD-2500=160℃/SD-2600=200℃/SD-2700：250℃
Propylene Glycol | PGLY | 57-55-6 | C3H8O2 | HW | HW-6212 | - | Fixed | GD-A80-70series | 0～100%LEL
Propylene Glycol | PGLY | 57-55-6 | C3H8O2 | SG | SG-8521 | - | Fixed | GD-A80Vseries | 0～200ppm
Propylene Glycol | PGLY | 57-55-6 | C3H8O2 | SG | SG-8521 | - | Fixed | GD-D58・GHseries | 0～200ppm
Propylene Glycol | PGLY | 57-55-6 | C3H8O2 | SG | SG-8521 | - | Fixed | SD-1GHseries | 0～200ppm
Propylene Glycol | PGLY | 57-55-6 | C3H8O2 | SG | SG-8521 | - | Fixed | SD-D58・GHseries | 0～200ppm
Propylene Glycol Butyl Ether | C7H16O2 | 29387-86-8 | C7H16O2 | HW | HW-6206 | - | Fixed | SD-2500 | 0～100%LEL | Upper limit of operating temperature of instrument: SD-2500=160℃/SD-2600=200℃/SD-2700：250℃
Propylene Glycol Butyl Ether | C7H16O2 | 29387-86-8 | C7H16O2 | HW | HW-6206 | - | Fixed | SD-2600 | 0～100%LEL | Upper limit of operating temperature of instrument: SD-2500=160℃/SD-2600=200℃/SD-2700：250℃
Propylene Glycol Butyl Ether | C7H16O2 | 29387-86-8 | C7H16O2 | HW | HW-6206 | - | Fixed | SD-2700 | 0～100%LEL | Upper limit of operating temperature of instrument: SD-2500=160℃/SD-2600=200℃/SD-2700：250℃
Propylene Glycol Butyl Ether | C7H16O2 | 29387-86-8 | C7H16O2 | HW | HW-6207 | - | Fixed | GD-A2400 | 0～100%LEL | Upper limit of operating temperature of instrument: GD-A2400=160℃
Propylene Glycol Butyl Ether | C7H16O2 | 29387-86-8 | C7H16O2 | HW | HW-6208 | - | Fixed | SD-2500 | 0～100%LEL | HW-6206 temperature sorted sensor, Upper limit of operating temperature of instrument: SD-2500=160℃/SD-2600=200℃/SD-2700：250℃
Propylene Glycol Butyl Ether | C7H16O2 | 29387-86-8 | C7H16O2 | HW | HW-6208 | - | Fixed | SD-2600 | 0～100%LEL | HW-6206 temperature sorted sensor, Upper limit of operating temperature of instrument: SD-2500=160℃/SD-2600=200℃/SD-2700：250℃
Propylene Glycol Butyl Ether | C7H16O2 | 29387-86-8 | C7H16O2 | HW | HW-6208 | - | Fixed | SD-2700 | 0～100%LEL | HW-6206 temperature sorted sensor, Upper limit of operating temperature of instrument: SD-2500=160℃/SD-2600=200℃/SD-2700：250℃
Propylene Glycol Butyl Ether | C7H16O2 | 29387-86-8 | C7H16O2 | HW | HW-6212 | - | Fixed | GD-A80-70series | 0～100%LEL
Propylene Glycol Butyl Ether | C7H16O2 | 29387-86-8 | C7H16O2 | SG | SG-8521 | - | Fixed | GD-A80Vseries | 0～100ppm/0～200ppm/0～300ppm/0～500ppm/0～1000ppm/0～2000ppm
Propylene Glycol Butyl Ether | C7H16O2 | 29387-86-8 | C7H16O2 | SG | SG-8521 | - | Fixed | GD-D58・GHseries | 0～100ppm/0～200ppm/0～300ppm/0～500ppm/0～1000ppm/0～2000ppm
Propylene Glycol Butyl Ether | C7H16O2 | 29387-86-8 | C7H16O2 | SG | SG-8521 | - | Fixed | SD-1GHseries | 0～100ppm/0～200ppm/0～300ppm/0～500ppm/0～1000ppm/0～2000ppm
Propylene Glycol Butyl Ether | C7H16O2 | 29387-86-8 | C7H16O2 | SG | SG-8521 | - | Fixed | SD-D58・GHseries | 0～100ppm/0～200ppm/0～300ppm/0～500ppm/0～1000ppm/0～2000ppm
Propylene Glycol Monoethyl Ether | PGMEE | 1569-02-4 | C5H12O2 | HW | HW-6211 | - | Fixed | SD-1(TYPE GP)series | ～100%LEL
Propylene Glycol Monoethyl Ether | PGMEE | 1569-02-4 | C5H12O2 | HW | HW-6211 | - | Fixed | SD-D58(TYPE GP)series | ～100%LEL
Propylene Glycol Monoethyl Ether | PGMEE | 1569-02-4 | C5H12O2 | HW | HW-6211/NC-6211 | - | Fixed | GD-A80series | ～100%LEL/～13000ppm
Propylene Glycol Monoethyl Ether | PGMEE | 1569-02-4 | C5H12O2 | HW | HW-6211/NC-6211 | - | Fixed | GD-D58(TYPE GP)series | ～100%LEL/～13000ppm
Propylene Glycol Monoethyl Ether | PGMEE | 1569-02-4 | C5H12O2 | HW | HW-6211/NC-6211 | - | Fixed | GD-D58(TYPE NC)series | ～100%LEL/～13000ppm
Propylene Glycol Monoethyl Ether | PGMEE | 1569-02-4 | C5H12O2 | HW | HW-6211/NC-6211 | - | Fixed | SD-1(TYPE NC)series | ～100%LEL/～13000ppm
Propylene Glycol Monoethyl Ether | PGMEE | 1569-02-4 | C5H12O2 | HW | HW-6211/NC-6211 | - | Fixed | SD-D58(TYPE NC)series | ～100%LEL/～13000ppm
Propylene Glycol Monoethyl Ether | PGMEE | 1569-02-4 | C5H12O2 | SG | SG-8521 | - | Fixed | GD-A80Vseries | 0～50ppm/0～100ppm/0～200ppm/0～300ppm/0～500ppm/0～1000ppm
Propylene Glycol Monoethyl Ether | PGMEE | 1569-02-4 | C5H12O2 | SG | SG-8521 | - | Fixed | GD-D58・GHseries | 0～50ppm/0～100ppm/0～200ppm/0～300ppm/0～500ppm/0～1000ppm
Propylene Glycol Monoethyl Ether | PGMEE | 1569-02-4 | C5H12O2 | SG | SG-8521 | - | Fixed | SD-1GHseries | 0～50ppm/0～100ppm/0～200ppm/0～300ppm/0～500ppm/0～1000ppm
Propylene Glycol Monoethyl Ether | PGMEE | 1569-02-4 | C5H12O2 | SG | SG-8521 | - | Fixed | SD-D58・GHseries | 0～50ppm/0～100ppm/0～200ppm/0～300ppm/0～500ppm/0～1000ppm
Propylene Glycol Monomethyl Ether | PGMME | 107-98-2 | C4H10O2 | SG | SGU-8511 | - | Fixed | GD-70Dseries | 0～2000ppm
Propylene Glycol Monomethyl Ether | PGMME | 107-98-2 | C4H10O2 | SG | SGU-8511 | - | Fixed | TP-70D | 0～2000ppm
Propylene Glycol Monomethyl Ether | PGMME | 107-98-2 | C4H10O2 | HW | HW-6211 | - | Fixed | SD-1(TYPE GP)series | ～100%LEL
Propylene Glycol Monomethyl Ether | PGMME | 107-98-2 | C4H10O2 | HW | HW-6211 | - | Fixed | SD-D58(TYPE GP)series | ～100%LEL
Propylene Glycol Monomethyl Ether | PGMME | 107-98-2 | C4H10O2 | HW | HW-6211/NC-6211 | - | Fixed | GD-A80series | ～100%LEL/～16000ppm
Propylene Glycol Monomethyl Ether | PGMME | 107-98-2 | C4H10O2 | HW | HW-6211/NC-6211 | - | Fixed | GD-D58(TYPE GP)series | ～100%LEL/～16000ppm
Propylene Glycol Monomethyl Ether | PGMME | 107-98-2 | C4H10O2 | HW | HW-6211/NC-6211 | - | Fixed | GD-D58(TYPE NC)series | ～100%LEL/～16000ppm
Propylene Glycol Monomethyl Ether | PGMME | 107-98-2 | C4H10O2 | HW | HW-6211/NC-6211 | - | Fixed | SD-1(TYPE NC)series | ～100%LEL/～16000ppm
Propylene Glycol Monomethyl Ether | PGMME | 107-98-2 | C4H10O2 | HW | HW-6211/NC-6211 | - | Fixed | SD-D58(TYPE NC)series | ～100%LEL/～16000ppm
Propylene Glycol Monomethyl Ether | PGMME | 107-98-2 | C4H10O2 | HW | HW-6206 | - | Fixed | SD-2500 | 0～100%LEL | Upper limit of operating temperature of instrument: SD-2500=160℃/SD-2600=200℃/SD-2700：250℃
Propylene Glycol Monomethyl Ether | PGMME | 107-98-2 | C4H10O2 | HW | HW-6206 | - | Fixed | SD-2600 | 0～100%LEL | Upper limit of operating temperature of instrument: SD-2500=160℃/SD-2600=200℃/SD-2700：250℃
Propylene Glycol Monomethyl Ether | PGMME | 107-98-2 | C4H10O2 | HW | HW-6206 | - | Fixed | SD-2700 | 0～100%LEL | Upper limit of operating temperature of instrument: SD-2500=160℃/SD-2600=200℃/SD-2700：250℃
Propylene Glycol Monomethyl Ether | PGMME | 107-98-2 | C4H10O2 | HW | HW-6207 | - | Fixed | GD-A2400 | 0～100%LEL | Upper limit of operating temperature of instrument: GD-A2400=160℃
Propylene Glycol Monomethyl Ether | PGMME | 107-98-2 | C4H10O2 | HW | HW-6208 | - | Fixed | SD-2500 | 0～100%LEL | HW-6206 temperature sorted sensor, Upper limit of operating temperature of instrument: SD-2500=160℃/SD-2600=200℃/SD-2700：250℃
Propylene Glycol Monomethyl Ether | PGMME | 107-98-2 | C4H10O2 | HW | HW-6208 | - | Fixed | SD-2600 | 0～100%LEL | HW-6206 temperature sorted sensor, Upper limit of operating temperature of instrument: SD-2500=160℃/SD-2600=200℃/SD-2700：250℃
Propylene Glycol Monomethyl Ether | PGMME | 107-98-2 | C4H10O2 | HW | HW-6208 | - | Fixed | SD-2700 | 0～100%LEL | HW-6206 temperature sorted sensor, Upper limit of operating temperature of instrument: SD-2500=160℃/SD-2600=200℃/SD-2700：250℃
Propylene Glycol Monomethyl Ether | PGMME | 107-98-2 | C4H10O2 | HW | HW-6212 | - | Fixed | GD-A80-70series | 0～100%LEL
Propylene Glycol Monomethyl Ether | PGMME | 107-98-2 | C4H10O2 | HW | HW-6206 | - | Fixed | SD-2500 | 0～100%LEL | Upper limit of operating temperature of instrument: SD-2500=160℃/SD-2600=200℃/SD-2700：250℃
Propylene Glycol Monomethyl Ether | PGMME | 107-98-2 | C4H10O2 | HW | HW-6206 | - | Fixed | SD-2600 | 0～100%LEL | Upper limit of operating temperature of instrument: SD-2500=160℃/SD-2600=200℃/SD-2700：250℃
Propylene Glycol Monomethyl Ether | PGMME | 107-98-2 | C4H10O2 | HW | HW-6206 | - | Fixed | SD-2700 | 0～100%LEL | Upper limit of operating temperature of instrument: SD-2500=160℃/SD-2600=200℃/SD-2700：250℃
Propylene Glycol Monomethyl Ether | PGMME | 107-98-2 | C4H10O2 | HW | HW-6207 | - | Fixed | GD-A2400 | 0～100%LEL | Upper limit of operating temperature of instrument: GD-A2400=160℃
Propylene Glycol Monomethyl Ether | PGMME | 107-98-2 | C4H10O2 | HW | HW-6208 | - | Fixed | SD-2500 | 0～100%LEL | HW-6206 temperature sorted sensor, Upper limit of operating temperature of instrument: SD-2500=160℃/SD-2600=200℃/SD-2700：250℃
Propylene Glycol Monomethyl Ether | PGMME | 107-98-2 | C4H10O2 | HW | HW-6208 | - | Fixed | SD-2600 | 0～100%LEL | HW-6206 temperature sorted sensor, Upper limit of operating temperature of instrument: SD-2500=160℃/SD-2600=200℃/SD-2700：250℃
Propylene Glycol Monomethyl Ether | PGMME | 107-98-2 | C4H10O2 | HW | HW-6208 | - | Fixed | SD-2700 | 0～100%LEL | HW-6206 temperature sorted sensor, Upper limit of operating temperature of instrument: SD-2500=160℃/SD-2600=200℃/SD-2700：250℃
Propylene Glycol Monomethyl Ether | PGMME | 107-98-2 | C4H10O2 | HW | HW-6212 | - | Fixed | GD-A80-70series | 0～100%LEL
Propylene Glycol Monomethyl Ether | PGMME | 107-98-2 | C4H10O2 | SG | SG-8511 | - | Fixed | GD-A80Vseries | 0～1000ppm/0～2000ppm/0～3000ppm/0～5000ppm
Propylene Glycol Monomethyl Ether | PGMME | 107-98-2 | C4H10O2 | SG | SG-8511 | - | Fixed | GD-D58・GHseries | 0～1000ppm/0～2000ppm/0～3000ppm/0～5000ppm
Propylene Glycol Monomethyl Ether | PGMME | 107-98-2 | C4H10O2 | SG | SG-8511 | - | Fixed | SD-1GHseries | 0～1000ppm/0～2000ppm/0～3000ppm/0～5000ppm
Propylene Glycol Monomethyl Ether | PGMME | 107-98-2 | C4H10O2 | SG | SG-8511 | - | Fixed | SD-D58・GHseries | 0～1000ppm/0～2000ppm/0～3000ppm/0～5000ppm
Propylene Glycol Monomethyl Ether | PGMME | 107-98-2 | C4H10O2 | SG | SG-8521 | - | Fixed | GD-A80Vseries | 0～50ppm/0～100ppm/0～200ppm/0～300ppm/0～500ppm
Propylene Glycol Monomethyl Ether | PGMME | 107-98-2 | C4H10O2 | SG | SG-8521 | - | Fixed | GD-D58・GHseries | 0～50ppm/0～100ppm/0～200ppm/0～300ppm/0～500ppm
Propylene Glycol Monomethyl Ether | PGMME | 107-98-2 | C4H10O2 | SG | SG-8521 | - | Fixed | SD-1GHseries | 0～50ppm/0～100ppm/0～200ppm/0～300ppm/0～500ppm
Propylene Glycol Monomethyl Ether | PGMME | 107-98-2 | C4H10O2 | SG | SG-8521 | - | Fixed | SD-D58・GHseries | 0～50ppm/0～100ppm/0～200ppm/0～300ppm/0～500ppm
Propylene Glycol Monomethyl Ether Acetate | PGMMEAc | 108-65-6 | C6H12O3 | SG | SGU-8521 | - | Fixed | GD-70Dseries | 0～2000ppm
Propylene Glycol Monomethyl Ether Acetate | PGMMEAc | 108-65-6 | C6H12O3 | SG | SGU-8521 | - | Fixed | TP-70D | 0～2000ppm
Propylene Glycol Monomethyl Ether Acetate | PGMMEAc | 108-65-6 | C6H12O3 | RI | DE-3315-2 | - | Fixed | SD-1RIseries | 0～100%LEL
Propylene Glycol Monomethyl Ether Acetate | PGMMEAc | 108-65-6 | C6H12O3 | HW | HW-6211 | - | Fixed | SD-1(TYPE GP)series | ～100%LEL
Propylene Glycol Monomethyl Ether Acetate | PGMMEAc | 108-65-6 | C6H12O3 | HW | HW-6211 | - | Fixed | SD-D58(TYPE GP)series | ～100%LEL
Propylene Glycol Monomethyl Ether Acetate | PGMMEAc | 108-65-6 | C6H12O3 | HW | HW-6211/NC-6211 | - | Fixed | GD-A80series | ～100%LEL/～15000ppm
Propylene Glycol Monomethyl Ether Acetate | PGMMEAc | 108-65-6 | C6H12O3 | HW | HW-6211/NC-6211 | - | Fixed | GD-D58(TYPE GP)series | ～100%LEL/～15000ppm
Propylene Glycol Monomethyl Ether Acetate | PGMMEAc | 108-65-6 | C6H12O3 | HW | HW-6211/NC-6211 | - | Fixed | GD-D58(TYPE NC)series | ～100%LEL/～15000ppm
Propylene Glycol Monomethyl Ether Acetate | PGMMEAc | 108-65-6 | C6H12O3 | HW | HW-6211/NC-6211 | - | Fixed | SD-1(TYPE NC)series | ～100%LEL/～15000ppm
Propylene Glycol Monomethyl Ether Acetate | PGMMEAc | 108-65-6 | C6H12O3 | HW | HW-6211/NC-6211 | - | Fixed | SD-D58(TYPE NC)series | ～100%LEL/～15000ppm
Propylene Glycol Monomethyl Ether Acetate | PGMMEAc | 108-65-6 | C6H12O3 | HW | HW-6206 | - | Fixed | SD-2500 | 0～100%LEL | Upper limit of operating temperature of instrument: SD-2500=160℃/SD-2600=200℃/SD-2700：250℃
Propylene Glycol Monomethyl Ether Acetate | PGMMEAc | 108-65-6 | C6H12O3 | HW | HW-6206 | - | Fixed | SD-2600 | 0～100%LEL | Upper limit of operating temperature of instrument: SD-2500=160℃/SD-2600=200℃/SD-2700：250℃
Propylene Glycol Monomethyl Ether Acetate | PGMMEAc | 108-65-6 | C6H12O3 | HW | HW-6206 | - | Fixed | SD-2700 | 0～100%LEL | Upper limit of operating temperature of instrument: SD-2500=160℃/SD-2600=200℃/SD-2700：250℃
Propylene Glycol Monomethyl Ether Acetate | PGMMEAc | 108-65-6 | C6H12O3 | HW | HW-6207 | - | Fixed | GD-A2400 | 0～100%LEL | Upper limit of operating temperature of instrument: GD-A2400=160℃
Propylene Glycol Monomethyl Ether Acetate | PGMMEAc | 108-65-6 | C6H12O3 | HW | HW-6208 | - | Fixed | SD-2500 | 0～100%LEL | HW-6206 temperature sorted sensor, Upper limit of operating temperature of instrument: SD-2500=160℃/SD-2600=200℃/SD-2700：250℃
Propylene Glycol Monomethyl Ether Acetate | PGMMEAc | 108-65-6 | C6H12O3 | HW | HW-6208 | - | Fixed | SD-2600 | 0～100%LEL | HW-6206 temperature sorted sensor, Upper limit of operating temperature of instrument: SD-2500=160℃/SD-2600=200℃/SD-2700：250℃
Propylene Glycol Monomethyl Ether Acetate | PGMMEAc | 108-65-6 | C6H12O3 | HW | HW-6208 | - | Fixed | SD-2700 | 0～100%LEL | HW-6206 temperature sorted sensor, Upper limit of operating temperature of instrument: SD-2500=160℃/SD-2600=200℃/SD-2700：250℃
Propylene Glycol Monomethyl Ether Acetate | PGMMEAc | 108-65-6 | C6H12O3 | HW | HW-6212 | - | Fixed | GD-A80-70series | 0～100%LEL
Propylene Glycol Monomethyl Ether Acetate | PGMMEAc | 108-65-6 | C6H12O3 | SG | SG-8521 | - | Fixed | GD-A80Vseries | 0～100ppm/0～200ppm/0～300ppm/0～500ppm/0～1000ppm/0～2000ppm
Propylene Glycol Monomethyl Ether Acetate | PGMMEAc | 108-65-6 | C6H12O3 | SG | SG-8521 | - | Fixed | GD-D58・GHseries | 0～100ppm/0～200ppm/0～300ppm/0～500ppm/0～1000ppm/0～2000ppm
Propylene Glycol Monomethyl Ether Acetate | PGMMEAc | 108-65-6 | C6H12O3 | SG | SG-8521 | - | Fixed | SD-1GHseries | 0～100ppm/0～200ppm/0～300ppm/0～500ppm/0～1000ppm/0～2000ppm
Propylene Glycol Monomethyl Ether Acetate | PGMMEAc | 108-65-6 | C6H12O3 | SG | SG-8521 | - | Fixed | SD-D58・GHseries | 0～100ppm/0～200ppm/0～300ppm/0～500ppm/0～1000ppm/0～2000ppm
Propylene oxide | PO | 75-56-9 | C3H6O | RI | DE-3315-2 | - | Fixed | SD-1RIseries | 0～100%LEL
Propylene oxide | PO | 75-56-9 | C3H6O | HW | HW-6211 | - | Fixed | SD-1(TYPE GP)series | ～100%LEL
Propylene oxide | PO | 75-56-9 | C3H6O | HW | HW-6211 | - | Fixed | SD-D58(TYPE GP)series | ～100%LEL
Propylene oxide | PO | 75-56-9 | C3H6O | HW | HW-6211/NC-6211 | - | Fixed | GD-A80series | ～100%LEL/～28000ppm
Propylene oxide | PO | 75-56-9 | C3H6O | HW | HW-6211/NC-6211 | - | Fixed | GD-D58(TYPE GP)series | ～100%LEL/～28000ppm
Propylene oxide | PO | 75-56-9 | C3H6O | HW | HW-6211/NC-6211 | - | Fixed | GD-D58(TYPE NC)series | ～100%LEL/～28000ppm
Propylene oxide | PO | 75-56-9 | C3H6O | HW | HW-6211/NC-6211 | - | Fixed | SD-1(TYPE NC)series | ～100%LEL/～28000ppm
Propylene oxide | PO | 75-56-9 | C3H6O | HW | HW-6211/NC-6211 | - | Fixed | SD-D58(TYPE NC)series | ～100%LEL/～28000ppm
Propylene oxide | PO | 75-56-9 | C3H6O | HW | NC-6240A | - | Fixed | GD-A80series | 0～100%LEL/0～28000ppm
Propylene oxide | PO | 75-56-9 | C3H6O | HW | NC-6240A | - | Fixed | GD-D58(TYPE NC)series | 0～100%LEL/0～28000ppm
Propylene oxide | PO | 75-56-9 | C3H6O | HW | NC-6240A | - | Fixed | SD-1(TYPE NC)series | 0～100%LEL/0～28000ppm
Propylene oxide | PO | 75-56-9 | C3H6O | HW | NC-6240A | - | Fixed | SD-D58(TYPE NC)series | 0～100%LEL/0～28000ppm
Propylene oxide | PO | 75-56-9 | C3H6O | HW | NC-6245 | - | Fixed | GD-A80series | 0～100%LEL
Propylene oxide | PO | 75-56-9 | C3H6O | HW | NC-6245 | - | Fixed | GD-D58(TYPE NC)series | 0～100%LEL
Propylene oxide | PO | 75-56-9 | C3H6O | HW | NC-6245 | - | Fixed | SD-1(TYPE NC)series | 0～100%LEL
Propylene oxide | PO | 75-56-9 | C3H6O | HW | NC-6245 | - | Fixed | SD-D58(TYPE NC)series | 0～100%LEL
Propylene oxide | PO | 75-56-9 | C3H6O | SG | SG-8511 | - | Fixed | GD-A80Vseries | 0～2000ppm/0～3000ppm/0～5000ppm/0～10000ppm/0～20000ppm/0～50%LEL/0～100%LEL
Propylene oxide | PO | 75-56-9 | C3H6O | SG | SG-8511 | - | Fixed | GD-D58・GHseries | 0～2000ppm/0～3000ppm/0～5000ppm/0～10000ppm/0～20000ppm/0～50%LEL/0～100%LEL
Propylene oxide | PO | 75-56-9 | C3H6O | SG | SG-8511 | - | Fixed | SD-1GHseries | 0～2000ppm/0～3000ppm/0～5000ppm/0～10000ppm/0～20000ppm/0～50%LEL/0～100%LEL
Propylene oxide | PO | 75-56-9 | C3H6O | SG | SG-8511 | - | Fixed | SD-D58・GHseries | 0～2000ppm/0～3000ppm/0～5000ppm/0～10000ppm/0～20000ppm/0～50%LEL/0～100%LEL
Propylene oxide | PO | 75-56-9 | C3H6O | SG | SG-8521 | - | Fixed | GD-A80Vseries | 0～180ppm/0～300ppm/0～500ppm/0～1000ppm
Propylene oxide | PO | 75-56-9 | C3H6O | SG | SG-8521 | - | Fixed | GD-D58・GHseries | 0～180ppm/0～300ppm/0～500ppm/0～1000ppm
Propylene oxide | PO | 75-56-9 | C3H6O | SG | SG-8521 | - | Fixed | SD-1GHseries | 0～180ppm/0～300ppm/0～500ppm/0～1000ppm
Propylene oxide | PO | 75-56-9 | C3H6O | SG | SG-8521 | - | Fixed | SD-D58・GHseries | 0～180ppm/0～300ppm/0～500ppm/0～1000ppm
Propylene oxide | PO | 75-56-9 | C3H6O | SG | SG-8521 | - | Fixed | GD-A80Vseries | 0～100ppm/0～200ppm
Propylene oxide | PO | 75-56-9 | C3H6O | SG | SG-8521 | - | Fixed | GD-D58・GHseries | 0～100ppm/0～200ppm
Propylene oxide | PO | 75-56-9 | C3H6O | SG | SG-8521 | - | Fixed | SD-1GHseries | 0～100ppm/0～200ppm
Propylene oxide | PO | 75-56-9 | C3H6O | SG | SG-8521 | - | Fixed | SD-D58・GHseries | 0～100ppm/0～200ppm
Propylene oxide | PO | 75-56-9 | C3H6O | SG | SG-8563 | - | Fixed | GD-A80Vseries | 0～10ppm/0～20ppm/0～30ppm/0～50ppm/0～100ppm/0～150ppm/0～200ppm
Propylene oxide | PO | 75-56-9 | C3H6O | SG | SG-8563 | - | Fixed | GD-D58・GHseries | 0～10ppm/0～20ppm/0～30ppm/0～50ppm/0～100ppm/0～150ppm/0～200ppm
Propylene oxide | PO | 75-56-9 | C3H6O | SG | SG-8563 | - | Fixed | SD-1GHseries | 0～10ppm/0～20ppm/0～30ppm/0～50ppm/0～100ppm/0～150ppm/0～200ppm
Propylene oxide | PO | 75-56-9 | C3H6O | SG | SG-8563 | - | Fixed | SD-D58・GHseries | 0～10ppm/0～20ppm/0～30ppm/0～50ppm/0～100ppm/0～150ppm/0～200ppm
Propylene oxide | PO | 75-56-9 | C3H6O | HW | NC-6215 | - | Portable | GP-1000(Specified cal.gas) | 0～100%LEL
Propylene oxide | PO | 75-56-9 | C3H6O | IF | IFM-8048 | AIR | Portable | FI-8000 | 0～10vol%
Propylene oxide | PO | 75-56-9 | C3H6O | IF | IFM-8048 | AIR | Portable | FI-8000 | 0～10vol%
Propylene oxide | PO | 75-56-9 | C3H6O | IF | IFM-8048 | N2 | Portable | FI-8000 | 0～10vol%
Pyridine | C5H5N | 110-86-1 | C5H5N | SG | SGU-8521 | - | Fixed | GD-70Dseries | 0～50ppm
Pyridine | C5H5N | 110-86-1 | C5H5N | SG | SGU-8521 | - | Fixed | TP-70D | 0～50ppm
Pyridine | C5H5N | 110-86-1 | C5H5N | SG | SGU-8521 | - | Fixed | GD-70Dseries | 0～500ppm
Pyridine | C5H5N | 110-86-1 | C5H5N | SG | SGU-8521 | - | Fixed | TP-70D | 0～500ppm
Pyridine | C5H5N | 110-86-1 | C5H5N | HW | HW-6211 | - | Fixed | SD-1(TYPE GP)series | ～100%LEL
Pyridine | C5H5N | 110-86-1 | C5H5N | HW | HW-6211 | - | Fixed | SD-D58(TYPE GP)series | ～100%LEL
Pyridine | C5H5N | 110-86-1 | C5H5N | HW | HW-6211/NC-6211 | - | Fixed | GD-A80series | ～100%LEL/～18000ppm
Pyridine | C5H5N | 110-86-1 | C5H5N | HW | HW-6211/NC-6211 | - | Fixed | GD-D58(TYPE GP)series | ～100%LEL/～18000ppm
Pyridine | C5H5N | 110-86-1 | C5H5N | HW | HW-6211/NC-6211 | - | Fixed | GD-D58(TYPE NC)series | ～100%LEL/～18000ppm
Pyridine | C5H5N | 110-86-1 | C5H5N | HW | HW-6211/NC-6211 | - | Fixed | SD-1(TYPE NC)series | ～100%LEL/～18000ppm
Pyridine | C5H5N | 110-86-1 | C5H5N | HW | HW-6211/NC-6211 | - | Fixed | SD-D58(TYPE NC)series | ～100%LEL/～18000ppm
Pyridine | C5H5N | 110-86-1 | C5H5N | SG | SG-8521 | - | Fixed | GD-A80Vseries | 0～50ppm/0～100ppm/0～200ppm/0～300ppm/0～500ppm
Pyridine | C5H5N | 110-86-1 | C5H5N | SG | SG-8521 | - | Fixed | GD-D58・GHseries | 0～50ppm/0～100ppm/0～200ppm/0～300ppm/0～500ppm
Pyridine | C5H5N | 110-86-1 | C5H5N | SG | SG-8521 | - | Fixed | SD-1GHseries | 0～50ppm/0～100ppm/0～200ppm/0～300ppm/0～500ppm
Pyridine | C5H5N | 110-86-1 | C5H5N | SG | SG-8521 | - | Fixed | SD-D58・GHseries | 0～50ppm/0～100ppm/0～200ppm/0～300ppm/0～500ppm
R-113E | R-113E | - | - | SG | SG-8513 | - | Fixed | GD-A80Vseries | 0～300ppm/0～500ppm/0～1000ppm/0～2000ppm/0～3000ppm/0～5000ppm
R-113E | R-113E | - | - | SG | SG-8513 | - | Fixed | GD-D58・GHseries | 0～300ppm/0～500ppm/0～1000ppm/0～2000ppm/0～3000ppm/0～5000ppm
R-113E | R-113E | - | - | SG | SG-8513 | - | Fixed | SD-1GHseries | 0～300ppm/0～500ppm/0～1000ppm/0～2000ppm/0～3000ppm/0～5000ppm
R-113E | R-113E | - | - | SG | SG-8513 | - | Fixed | SD-D58・GHseries | 0～300ppm/0～500ppm/0～1000ppm/0～2000ppm/0～3000ppm/0～5000ppm
R-318 | R-318 | - | C4F8CL2 | RI | DE-2113-35 | - | Fixed | RI-257 | 0～2vol%
R-404A | R-404A | - | - | RI | DE-2113-35 | - | Fixed | RI-257 | 0～5000ppm
R-404A | R-404A | - | - | SG | SG-8521 | - | Fixed | GD-A80Vseries | 0～2000ppm/0～3000ppm/0～5000ppm
R-404A | R-404A | - | - | SG | SG-8521 | - | Fixed | GD-D58・GHseries | 0～2000ppm/0～3000ppm/0～5000ppm
R-404A | R-404A | - | - | SG | SG-8521 | - | Fixed | SD-1GHseries | 0～2000ppm/0～3000ppm/0～5000ppm
R-404A | R-404A | - | - | SG | SG-8521 | - | Fixed | SD-D58・GHseries | 0～2000ppm/0～3000ppm/0～5000ppm
R-404A | R-404A | - | - | SH | SH-8662 | - | Portable | SP-220(TYPE SC) | 0～50ppm
R-404A | R-404A | - | - | SH | SH-8661 | - | Portable | SP-220(TYPE F) | 0～5000ppm
R-407A | R-407A | - | - | SH | SH-8661 | - | Portable | SP-220(TYPE F) | 0～5000ppm
R-407C | R-407C | - | - | RI | DE-2113-35 | - | Fixed | RI-257 | 0～5000ppm
R-407C | R-407C | - | - | SG | SG-8521 | - | Fixed | GD-A80Vseries | 0～2000ppm/0～3000ppm/0～5000ppm
R-407C | R-407C | - | - | SG | SG-8521 | - | Fixed | GD-D58・GHseries | 0～2000ppm/0～3000ppm/0～5000ppm
R-407C | R-407C | - | - | SG | SG-8521 | - | Fixed | SD-1GHseries | 0～2000ppm/0～3000ppm/0～5000ppm
R-407C | R-407C | - | - | SG | SG-8521 | - | Fixed | SD-D58・GHseries | 0～2000ppm/0～3000ppm/0～5000ppm
R-407C | R-407C | - | - | SH | SH-8662 | - | Portable | SP-220(TYPE SC) | 0～50ppm
R-407C | R-407C | - | - | SH | SH-8661 | - | Portable | SP-220(TYPE F) | 0～10000ppm
R-407E | R-407E | - | - | SG | SGU-8521 | - | Fixed | GD-70Dseries | 0～5000ppm
R-407E | R-407E | - | - | SG | SGU-8521 | - | Fixed | TP-70D | 0～5000ppm
R-407E | R-407E | - | - | SG | SG-8521 | - | Fixed | GD-A80Vseries | 0～2000ppm/0～3000ppm/0～5000ppm
R-407E | R-407E | - | - | SG | SG-8521 | - | Fixed | GD-D58・GHseries | 0～2000ppm/0～3000ppm/0～5000ppm
R-407E | R-407E | - | - | SG | SG-8521 | - | Fixed | SD-1GHseries | 0～2000ppm/0～3000ppm/0～5000ppm
R-407E | R-407E | - | - | SG | SG-8521 | - | Fixed | SD-D58・GHseries | 0～2000ppm/0～3000ppm/0～5000ppm
R-410A | R-410A | - | - | SG | SGU-8521 | - | Fixed | GD-70Dseries | 0～5000ppm
R-410A | R-410A | - | - | SG | SGU-8521 | - | Fixed | TP-70D | 0～5000ppm
R-410A | R-410A | - | - | RI | DE-2113-35 | - | Fixed | RI-257 | 0～5000ppm
R-410A | R-410A | - | - | SG | SG-8521 | - | Fixed | GD-A80Vseries | 0～5000ppm
R-410A | R-410A | - | - | SG | SG-8521 | - | Fixed | GD-D58・GHseries | 0～5000ppm
R-410A | R-410A | - | - | SG | SG-8521 | - | Fixed | SD-1GHseries | 0～5000ppm
R-410A | R-410A | - | - | SG | SG-8521 | - | Fixed | SD-D58・GHseries | 0～5000ppm
R-410A | R-410A | - | - | SH | SH-8662 | - | Portable | SP-220(TYPE SC) | 0～50ppm
R-410A | R-410A | - | - | SH | SH-8661 | - | Portable | SP-220(TYPE F) | 0～10000ppm
R-417A | R-417A | - | - | SG | SG-8521 | - | Fixed | GD-A80Vseries | 0～20000ppm/0～30000ppm/0～50000ppm
R-417A | R-417A | - | - | SG | SG-8521 | - | Fixed | GD-D58・GHseries | 0～20000ppm/0～30000ppm/0～50000ppm
R-417A | R-417A | - | - | SG | SG-8521 | - | Fixed | SD-1GHseries | 0～20000ppm/0～30000ppm/0～50000ppm
R-417A | R-417A | - | - | SG | SG-8521 | - | Fixed | SD-D58・GHseries | 0～20000ppm/0～30000ppm/0～50000ppm
R-422A | R-422A | - | - | SG | SG-8521 | - | Fixed | GD-A80Vseries | 0～30000ppm/0～50000ppm
R-422A | R-422A | - | - | SG | SG-8521 | - | Fixed | GD-D58・GHseries | 0～30000ppm/0～50000ppm
R-422A | R-422A | - | - | SG | SG-8521 | - | Fixed | SD-1GHseries | 0～30000ppm/0～50000ppm
R-422A | R-422A | - | - | SG | SG-8521 | - | Fixed | SD-D58・GHseries | 0～30000ppm/0～50000ppm
R-454C | R-454C | - | - | SG | SG-8511 | - | Fixed | GD-A80Vseries | 0～3000ppm/0～5000ppm/0～10000ppm/0～20000ppm
R-454C | R-454C | - | - | SG | SG-8511 | - | Fixed | GD-D58・GHseries | 0～3000ppm/0～5000ppm/0～10000ppm/0～20000ppm
R-454C | R-454C | - | - | SG | SG-8511 | - | Fixed | SD-1GHseries | 0～3000ppm/0～5000ppm/0～10000ppm/0～20000ppm
R-454C | R-454C | - | - | SG | SG-8511 | - | Fixed | SD-D58・GHseries | 0～3000ppm/0～5000ppm/0～10000ppm/0～20000ppm
R-454C | R-454C | - | - | SG | SG-8521 | - | Fixed | GD-A80Vseries | 0～200ppm/0～300ppm/0～500ppm/0～1000ppm/0～2000ppm
R-454C | R-454C | - | - | SG | SG-8521 | - | Fixed | GD-D58・GHseries | 0～200ppm/0～300ppm/0～500ppm/0～1000ppm/0～2000ppm
R-454C | R-454C | - | - | SG | SG-8521 | - | Fixed | SD-1GHseries | 0～200ppm/0～300ppm/0～500ppm/0～1000ppm/0～2000ppm
R-454C | R-454C | - | - | SG | SG-8521 | - | Fixed | SD-D58・GHseries | 0～200ppm/0～300ppm/0～500ppm/0～1000ppm/0～2000ppm
R-502 | R-502 | - | - | RI | DE-2113-35 | - | Fixed | RI-257 | 0～5000ppm
R-502 | R-502 | - | - | SG | SG-8513 | - | Fixed | GD-A80Vseries | 0～500ppm/0～1000ppm/0～2000ppm/0～3000ppm/0～5000ppm/0～10000ppm
R-502 | R-502 | - | - | SG | SG-8513 | - | Fixed | GD-D58・GHseries | 0～500ppm/0～1000ppm/0～2000ppm/0～3000ppm/0～5000ppm/0～10000ppm
R-502 | R-502 | - | - | SG | SG-8513 | - | Fixed | SD-1GHseries | 0～500ppm/0～1000ppm/0～2000ppm/0～3000ppm/0～5000ppm/0～10000ppm
R-502 | R-502 | - | - | SG | SG-8513 | - | Fixed | SD-D58・GHseries | 0～500ppm/0～1000ppm/0～2000ppm/0～3000ppm/0～5000ppm/0～10000ppm
R-507A | R-507A | - | - | SG | SG-8562 | - | Fixed | GD-A80Vseries | 0～1000ppm/0～2000ppm/0～3000ppm/0～5000ppm
R-507A | R-507A | - | - | SG | SG-8562 | - | Fixed | GD-D58・GHseries | 0～1000ppm/0～2000ppm/0～3000ppm/0～5000ppm
R-507A | R-507A | - | - | SG | SG-8562 | - | Fixed | SD-1GHseries | 0～1000ppm/0～2000ppm/0～3000ppm/0～5000ppm
R-507A | R-507A | - | - | SG | SG-8562 | - | Fixed | SD-D58・GHseries | 0～1000ppm/0～2000ppm/0～3000ppm/0～5000ppm
R-507A | R-507A | - | - | SH | SH-8661 | - | Portable | SP-220(TYPE F) | 0～2000ppm
Sevoflurane | C4H3F7O | - | C4H3OF7 | IF | IFM-8024 | O2 | Portable | FI-8000 | 0～10vol%
Sevoflurane | C4H3F7O | - | C4H3OF7 | IF | IFM-8024 | AIR | Portable | FI-8000 | 0～10vol%
Sevoflurane | C4H3F7O | - | C4H3OF7 | IF | IFM-8024 | O2 | Portable | FI-8000 | 0～10vol%
Silane | SiH4 | 7803-62-5 | SiH4 | ES | ESU-23DH | - | Fixed | GD-70Dseries | 0～15ppm
Silane | SiH4 | 7803-62-5 | SiH4 | ES | ESU-23DH | - | Fixed | TP-70D | 0～15ppm
Silane | SiH4 | 7803-62-5 | SiH4 | ES | ESU-23AH | - | Fixed | GD-70Dseries | 0～15ppm
Silane | SiH4 | 7803-62-5 | SiH4 | ES | ESU-23AH | - | Fixed | TP-70D | 0～15ppm
Silane | SiH4 | 7803-62-5 | SiH4 | ES | ESM-23AH | - | Fixed | GD-K88Aiseries | 0～15ppm
Silane | SiH4 | 7803-62-5 | SiH4 | ES | ESM-23AH | - | Fixed | GD-K88Diseries | 0～15ppm
Silane | SiH4 | 7803-62-5 | SiH4 | ES | ESM-23AH-S | - | Fixed | GD-K88Aiseries | 0～15ppm
Silane | SiH4 | 7803-62-5 | SiH4 | ES | ESM-23AH-S | - | Fixed | GD-K88Diseries | 0～15ppm
Silane | SiH4 | 7803-62-5 | SiH4 | ES | ESM-23DH | - | Fixed | GD-K88Aiseries | 0～15ppm
Silane | SiH4 | 7803-62-5 | SiH4 | ES | ESM-23DH | - | Fixed | GD-K88Diseries | 0～15ppm
Silane | SiH4 | 7803-62-5 | SiH4 | SH | SH-8662 | - | Portable | SP-220(TYPE SC) | 0～0.5ppm
Silane | SiH4 | 7803-62-5 | SiH4 | ES | ESM-23DH | - | Portable | SC-8000 | 0～15ppm
Silicon Dioxide | SiO2 | 7631-86-9 | SiO2 | SS | SSU-1925 | - | Fixed | GD-70Dseries | 0～10mg/m3 | Only show if gas is existing or not(No concentratuion displayed)/Unavailable with dust filter
Styrene | C8H8 | 100-42-5 | C8H8 | HW | HW-6211 | - | Fixed | SD-1(TYPE GP)series | ～100%LEL
Styrene | C8H8 | 100-42-5 | C8H8 | HW | HW-6211 | - | Fixed | SD-D58(TYPE GP)series | ～100%LEL
Styrene | C8H8 | 100-42-5 | C8H8 | HW | HW-6211/NC-6211 | - | Fixed | GD-A80series | ～100%LEL/～11000ppm
Styrene | C8H8 | 100-42-5 | C8H8 | HW | HW-6211/NC-6211 | - | Fixed | GD-D58(TYPE GP)series | ～100%LEL/～11000ppm
Styrene | C8H8 | 100-42-5 | C8H8 | HW | HW-6211/NC-6211 | - | Fixed | GD-D58(TYPE NC)series | ～100%LEL/～11000ppm
Styrene | C8H8 | 100-42-5 | C8H8 | HW | HW-6211/NC-6211 | - | Fixed | SD-1(TYPE NC)series | ～100%LEL/～11000ppm
Styrene | C8H8 | 100-42-5 | C8H8 | HW | HW-6211/NC-6211 | - | Fixed | SD-D58(TYPE NC)series | ～100%LEL/～11000ppm
Styrene | C8H8 | 100-42-5 | C8H8 | HW | HW-6213/NC-6213 | - | Fixed | GD-A80series | 0～100%LEL/0～11000ppm
Styrene | C8H8 | 100-42-5 | C8H8 | HW | HW-6213/NC-6213 | - | Fixed | GD-D58(TYPE GP)series | 0～100%LEL/0～11000ppm
Styrene | C8H8 | 100-42-5 | C8H8 | HW | HW-6213/NC-6213 | - | Fixed | GD-D58(TYPE NC)series | 0～100%LEL/0～11000ppm
Styrene | C8H8 | 100-42-5 | C8H8 | HW | HW-6206 | - | Fixed | SD-2500 | 0～100%LEL | Upper limit of operating temperature of instrument: SD-2500=160℃/SD-2600=200℃/SD-2700：250℃
Styrene | C8H8 | 100-42-5 | C8H8 | HW | HW-6206 | - | Fixed | SD-2600 | 0～100%LEL | Upper limit of operating temperature of instrument: SD-2500=160℃/SD-2600=200℃/SD-2700：250℃
Styrene | C8H8 | 100-42-5 | C8H8 | HW | HW-6206 | - | Fixed | SD-2700 | 0～100%LEL | Upper limit of operating temperature of instrument: SD-2500=160℃/SD-2600=200℃/SD-2700：250℃
Styrene | C8H8 | 100-42-5 | C8H8 | HW | HW-6207 | - | Fixed | GD-A2400 | 0～100%LEL | Upper limit of operating temperature of instrument: GD-A2400=160℃
Styrene | C8H8 | 100-42-5 | C8H8 | HW | HW-6208 | - | Fixed | SD-2500 | 0～100%LEL | HW-6206 temperature sorted sensor, Upper limit of operating temperature of instrument: SD-2500=160℃/SD-2600=200℃/SD-2700：250℃
Styrene | C8H8 | 100-42-5 | C8H8 | HW | HW-6208 | - | Fixed | SD-2600 | 0～100%LEL | HW-6206 temperature sorted sensor, Upper limit of operating temperature of instrument: SD-2500=160℃/SD-2600=200℃/SD-2700：250℃
Styrene | C8H8 | 100-42-5 | C8H8 | HW | HW-6208 | - | Fixed | SD-2700 | 0～100%LEL | HW-6206 temperature sorted sensor, Upper limit of operating temperature of instrument: SD-2500=160℃/SD-2600=200℃/SD-2700：250℃
Styrene | C8H8 | 100-42-5 | C8H8 | HW | HW-6212 | - | Fixed | GD-A80-70series | 0～100%LEL
Styrene | C8H8 | 100-42-5 | C8H8 | SG | SG-8521 | - | Fixed | GD-A80Vseries | 0～100ppm/0～200ppm/0～300ppm/0～500ppm/0～1000ppm/0～2000ppm
Styrene | C8H8 | 100-42-5 | C8H8 | SG | SG-8521 | - | Fixed | GD-D58・GHseries | 0～100ppm/0～200ppm/0～300ppm/0～500ppm/0～1000ppm/0～2000ppm
Styrene | C8H8 | 100-42-5 | C8H8 | SG | SG-8521 | - | Fixed | SD-1GHseries | 0～100ppm/0～200ppm/0～300ppm/0～500ppm/0～1000ppm/0～2000ppm
Styrene | C8H8 | 100-42-5 | C8H8 | SG | SG-8521 | - | Fixed | SD-D58・GHseries | 0～100ppm/0～200ppm/0～300ppm/0～500ppm/0～1000ppm/0～2000ppm
Styrene | C8H8 | 100-42-5 | C8H8 | HW | NC-6307 | - | Portable | NC-1000(Specified cal. Gas) | 0～10000ppm
Styrene | C8H8 | 100-42-5 | C8H8 | IF | IFM-8048 | AIR | Portable | FI-8000 | 0～100%LEL
Styrene | C8H8 | 100-42-5 | C8H8 | IF | IFM-8048 | N2 | Portable | FI-8000 | 0～100%LEL
Sulfur dioxide | SO2 | 7446-09-5 | SO2 | ES | ESU-238 | - | Fixed | GD-70Dseries | 0～6ppm
Sulfur dioxide | SO2 | 7446-09-5 | SO2 | ES | ESU-238 | - | Fixed | TP-70D | 0～6ppm
Sulfur dioxide | SO2 | 7446-09-5 | SO2 | ES | ESM-238 | - | Fixed | GD-K88Aiseries | 0～6ppm
Sulfur dioxide | SO2 | 7446-09-5 | SO2 | ES | ESM-238 | - | Fixed | GD-K88Diseries | 0～6ppm
Sulfur dioxide | SO2 | 7446-09-5 | SO2 | ES | ESM-238 | - | Fixed | GD-K88Aiseries | 0～30ppm
Sulfur dioxide | SO2 | 7446-09-5 | SO2 | ES | ESM-238 | - | Fixed | GD-K88Diseries | 0～30ppm
Sulfur dioxide | SO2 | 7446-09-5 | SO2 | ES | ESM-23E | - | Fixed | GD-K88Aiseries | 0～30ppm
Sulfur dioxide | SO2 | 7446-09-5 | SO2 | ES | ESM-23E | - | Fixed | GD-K88Diseries | 0～30ppm
Sulfur dioxide | SO2 | 7446-09-5 | SO2 | SG | SG-8511 | - | Fixed | GD-A80Vseries | 0～500ppm
Sulfur dioxide | SO2 | 7446-09-5 | SO2 | SG | SG-8511 | - | Fixed | GD-D58・GHseries | 0～500ppm
Sulfur dioxide | SO2 | 7446-09-5 | SO2 | SG | SG-8511 | - | Fixed | SD-1GHseries | 0～500ppm
Sulfur dioxide | SO2 | 7446-09-5 | SO2 | SG | SG-8511 | - | Fixed | SD-D58・GHseries | 0～500ppm
Sulfur dioxide | SO2 | 7446-09-5 | SO2 | ES | ES-1828 | - | Portable | GX-2009 | 0～20ppm
Sulfur dioxide | SO2 | 7446-09-5 | SO2 | SH | SH-8662 | - | Portable | SP-220(TYPE SC) | 0～1ppm
Sulfur dioxide | SO2 | 7446-09-5 | SO2 | ES | ESS-03DH | - | Portable | GX-6000 | 0～99.9ppm
Sulfur dioxide | SO2 | 7446-09-5 | SO2 | ES | ESM-01DH-D | - | Portable | SC-01 | 0～6ppm
Sulfur dioxide | SO2 | 7446-09-5 | SO2 | ES | ESM-238 | - | Portable | SC-8000 | 0～6ppm
Sulfur dioxide | SO2 | 7446-09-5 | SO2 | ES | ESM-238 | - | Portable | SC-8000 | 0～30ppm
Sulfuryl fluoride | SO2F2 | 2699-79-8 | SO2F2 | SH | SH-8662 | - | Portable | SP-220(TYPE FUM) | 0～800ppm
Sulfuryl fluoride | SO2F2 | 2699-79-8 | SO2F2 | IF | IFM-8048 | AIR | Portable | FI-8000 | 0～200g/m3
Sulfuryl fluoride | SO2F2 | 2699-79-8 | SO2F2 | IF | IFM-8048 | AIR | Portable | FI-8000 | 0～200g/m3
Sulfuryl fluoride | SO2F2 | 2699-79-8 | SO2F2 | IF | IFM-8048 | AIR | Portable | FI-8000 | 0～200oz/1000cft
tert-Butanol | TBA | 75-65-0 | C4H10O | HW | HW-6211 | - | Fixed | SD-1(TYPE GP)series | ～100%LEL
tert-Butanol | TBA | 75-65-0 | C4H10O | HW | HW-6211 | - | Fixed | SD-D58(TYPE GP)series | ～100%LEL
tert-Butanol | TBA | 75-65-0 | C4H10O | HW | HW-6211/NC-6211 | - | Fixed | GD-A80series | ～100%LEL/～19000ppm
tert-Butanol | TBA | 75-65-0 | C4H10O | HW | HW-6211/NC-6211 | - | Fixed | GD-D58(TYPE GP)series | ～100%LEL/～19000ppm
tert-Butanol | TBA | 75-65-0 | C4H10O | HW | HW-6211/NC-6211 | - | Fixed | GD-D58(TYPE NC)series | ～100%LEL/～19000ppm
tert-Butanol | TBA | 75-65-0 | C4H10O | HW | HW-6211/NC-6211 | - | Fixed | SD-1(TYPE NC)series | ～100%LEL/～19000ppm
tert-Butanol | TBA | 75-65-0 | C4H10O | HW | HW-6211/NC-6211 | - | Fixed | SD-D58(TYPE NC)series | ～100%LEL/～19000ppm
tert-Butanol | TBA | 75-65-0 | C4H10O | HW | HW-6206 | - | Fixed | SD-2500 | 0～100%LEL | Upper limit of operating temperature of instrument: SD-2500=160℃/SD-2600=200℃/SD-2700：250℃
tert-Butanol | TBA | 75-65-0 | C4H10O | HW | HW-6206 | - | Fixed | SD-2600 | 0～100%LEL | Upper limit of operating temperature of instrument: SD-2500=160℃/SD-2600=200℃/SD-2700：250℃
tert-Butanol | TBA | 75-65-0 | C4H10O | HW | HW-6206 | - | Fixed | SD-2700 | 0～100%LEL | Upper limit of operating temperature of instrument: SD-2500=160℃/SD-2600=200℃/SD-2700：250℃
tert-Butanol | TBA | 75-65-0 | C4H10O | HW | HW-6207 | - | Fixed | GD-A2400 | 0～100%LEL | Upper limit of operating temperature of instrument: GD-A2400=160℃
tert-Butanol | TBA | 75-65-0 | C4H10O | HW | HW-6208 | - | Fixed | SD-2500 | 0～100%LEL | HW-6206 temperature sorted sensor, Upper limit of operating temperature of instrument: SD-2500=160℃/SD-2600=200℃/SD-2700：250℃
tert-Butanol | TBA | 75-65-0 | C4H10O | HW | HW-6208 | - | Fixed | SD-2600 | 0～100%LEL | HW-6206 temperature sorted sensor, Upper limit of operating temperature of instrument: SD-2500=160℃/SD-2600=200℃/SD-2700：250℃
tert-Butanol | TBA | 75-65-0 | C4H10O | HW | HW-6208 | - | Fixed | SD-2700 | 0～100%LEL | HW-6206 temperature sorted sensor, Upper limit of operating temperature of instrument: SD-2500=160℃/SD-2600=200℃/SD-2700：250℃
tert-Butanol | TBA | 75-65-0 | C4H10O | HW | HW-6212 | - | Fixed | GD-A80-70series | 0～100%LEL
tert-Butanol | TBA | 75-65-0 | C4H10O | SG | SG-8511 | - | Fixed | GD-A80Vseries | 0～2000ppm/0～3000ppm/0～5000ppm
tert-Butanol | TBA | 75-65-0 | C4H10O | SG | SG-8511 | - | Fixed | GD-D58・GHseries | 0～2000ppm/0～3000ppm/0～5000ppm
tert-Butanol | TBA | 75-65-0 | C4H10O | SG | SG-8511 | - | Fixed | SD-1GHseries | 0～2000ppm/0～3000ppm/0～5000ppm
tert-Butanol | TBA | 75-65-0 | C4H10O | SG | SG-8511 | - | Fixed | SD-D58・GHseries | 0～2000ppm/0～3000ppm/0～5000ppm
tert-Butanol | TBA | 75-65-0 | C4H10O | SG | SG-8521 | - | Fixed | GD-A80Vseries | 0～100ppm/0～200ppm/0～300ppm/0～500ppm/0～1000ppm
tert-Butanol | TBA | 75-65-0 | C4H10O | SG | SG-8521 | - | Fixed | GD-D58・GHseries | 0～100ppm/0～200ppm/0～300ppm/0～500ppm/0～1000ppm
tert-Butanol | TBA | 75-65-0 | C4H10O | SG | SG-8521 | - | Fixed | SD-1GHseries | 0～100ppm/0～200ppm/0～300ppm/0～500ppm/0～1000ppm
tert-Butanol | TBA | 75-65-0 | C4H10O | SG | SG-8521 | - | Fixed | SD-D58・GHseries | 0～100ppm/0～200ppm/0～300ppm/0～500ppm/0～1000ppm
tert-Butyl acetate | ActBu | 540-88-5 | C6H12O2 | IF | IFM-8048 | AIR | Portable | FI-8000 | 0～100%LEL
tert-Butyl Mercaptan | TBM | 75-66-1 | C4H10S | SG | SG-8564 | - | Fixed | GD-A80Vseries | 0～10ppm/0～20ppm/0～30ppm/0～50ppm
tert-Butyl Mercaptan | TBM | 75-66-1 | C4H10S | SG | SG-8564 | - | Fixed | GD-D58・GHseries | 0～10ppm/0～20ppm/0～30ppm/0～50ppm
tert-Butyl Mercaptan | TBM | 75-66-1 | C4H10S | SG | SG-8564 | - | Fixed | SD-1GHseries | 0～10ppm/0～20ppm/0～30ppm/0～50ppm
tert-Butyl Mercaptan | TBM | 75-66-1 | C4H10S | SG | SG-8564 | - | Fixed | SD-D58・GHseries | 0～10ppm/0～20ppm/0～30ppm/0～50ppm
Tetrachloroethylene | C2CL4 | 127-18-4 | C2CL4 | SG | SG-8523 | - | Fixed | GD-A80Vseries | ★0～300ppm/★0～500ppm/★0～1000ppm/★0～2000ppm/★0～3000ppm/★0～5000ppm | ★Range easily affected by environmental conditions and other
Tetrachloroethylene | C2CL4 | 127-18-4 | C2CL4 | SG | SG-8523 | - | Fixed | GD-D58・GHseries | ★0～300ppm/★0～500ppm/★0～1000ppm/★0～2000ppm/★0～3000ppm/★0～5000ppm | ★Range easily affected by environmental conditions and other
Tetrachloroethylene | C2CL4 | 127-18-4 | C2CL4 | SG | SG-8523 | - | Fixed | SD-1GHseries | ★0～300ppm/★0～500ppm/★0～1000ppm/★0～2000ppm/★0～3000ppm/★0～5000ppm | ★Range easily affected by environmental conditions and other
Tetrachloroethylene | C2CL4 | 127-18-4 | C2CL4 | SG | SG-8523 | - | Fixed | SD-D58・GHseries | ★0～300ppm/★0～500ppm/★0～1000ppm/★0～2000ppm/★0～3000ppm/★0～5000ppm | ★Range easily affected by environmental conditions and other
Tetradecane | C14H30 | 629-59-4 | C14H30 | HW | HW-6206 | - | Fixed | SD-2500 | 0～100%LEL | Upper limit of operating temperature of instrument: SD-2500=160℃/SD-2600=200℃/SD-2700：250℃
Tetradecane | C14H30 | 629-59-4 | C14H30 | HW | HW-6206 | - | Fixed | SD-2600 | 0～100%LEL | Upper limit of operating temperature of instrument: SD-2500=160℃/SD-2600=200℃/SD-2700：250℃
Tetradecane | C14H30 | 629-59-4 | C14H30 | HW | HW-6206 | - | Fixed | SD-2700 | 0～100%LEL | Upper limit of operating temperature of instrument: SD-2500=160℃/SD-2600=200℃/SD-2700：250℃
Tetradecane | C14H30 | 629-59-4 | C14H30 | HW | HW-6207 | - | Fixed | GD-A2400 | 0～100%LEL | Upper limit of operating temperature of instrument: GD-A2400=160℃
Tetradecane | C14H30 | 629-59-4 | C14H30 | HW | HW-6208 | - | Fixed | SD-2500 | 0～100%LEL | HW-6206 temperature sorted sensor, Upper limit of operating temperature of instrument: SD-2500=160℃/SD-2600=200℃/SD-2700：250℃
Tetradecane | C14H30 | 629-59-4 | C14H30 | HW | HW-6208 | - | Fixed | SD-2600 | 0～100%LEL | HW-6206 temperature sorted sensor, Upper limit of operating temperature of instrument: SD-2500=160℃/SD-2600=200℃/SD-2700：250℃
Tetradecane | C14H30 | 629-59-4 | C14H30 | HW | HW-6208 | - | Fixed | SD-2700 | 0～100%LEL | HW-6206 temperature sorted sensor, Upper limit of operating temperature of instrument: SD-2500=160℃/SD-2600=200℃/SD-2700：250℃
Tetraethoxysilane | TEOS | 78-10-4 | C8H20O4Si | ES | ESU-23 | - | Fixed | GD-70Dseries | 0～15ppm | SS sensor recommended/Can be used as a substitute of SS sensor
Tetraethoxysilane | TEOS | 78-10-4 | C8H20O4Si | ES | ESU-23 | - | Fixed | TP-70D | 0～15ppm | SS sensor recommended/Can be used as a substitute of SS sensor
Tetraethoxysilane | TEOS | 78-10-4 | C8H20O4Si | SS | SSU-1925 | - | Fixed | GD-70D+PLUseries | 0‐15ppm | PLU-70 required
Tetraethoxysilane | TEOS | 78-10-4 | C8H20O4Si | SS | SSU-1925 | - | Fixed | GD-70DG | 0‐15ppm | PLU-70 required
Tetraethoxysilane | TEOS | 78-10-4 | C8H20O4Si | SS | SSU-1927 | - | Fixed | GD-70D+PLUseries | 0‐15ppm | PLU-70 required
Tetraethoxysilane | TEOS | 78-10-4 | C8H20O4Si | SS | SSU-1927 | - | Fixed | GD-70DG | 0‐15ppm | PLU-70 required
Tetrafluoroethylene | C2F4 | 116-14-3 | C2F4 | SG | SGU-8521 | - | Fixed | GD-70Dseries | 0～1000ppm
Tetrafluoroethylene | C2F4 | 116-14-3 | C2F4 | SG | SGU-8521 | - | Fixed | TP-70D | 0～1000ppm
Tetrafluoroethylene | C2F4 | 116-14-3 | C2F4 | SG | SGU-8521 | - | Fixed | GD-70Dseries | 0～2000ppm
Tetrafluoroethylene | C2F4 | 116-14-3 | C2F4 | SG | SGU-8521 | - | Fixed | TP-70D | 0～2000ppm
Tetrafluoroethylene | C2F4 | 116-14-3 | C2F4 | SG | SGU-8521 | - | Fixed | GD-70Dseries | 0～5000ppm
Tetrafluoroethylene | C2F4 | 116-14-3 | C2F4 | SG | SGU-8521 | - | Fixed | TP-70D | 0～5000ppm
Tetrafluoroethylene | C2F4 | 116-14-3 | C2F4 | SG | SG-8521 | - | Fixed | GD-A80Vseries | ★0～500ppm/★0～1000ppm/★0～2000ppm/★0～3000ppm/★0～5000ppm/★0～10000ppm | ★Range easily affected by environmental conditions and other
Tetrafluoroethylene | C2F4 | 116-14-3 | C2F4 | SG | SG-8521 | - | Fixed | GD-D58・GHseries | ★0～500ppm/★0～1000ppm/★0～2000ppm/★0～3000ppm/★0～5000ppm/★0～10000ppm | ★Range easily affected by environmental conditions and other
Tetrafluoroethylene | C2F4 | 116-14-3 | C2F4 | SG | SG-8521 | - | Fixed | SD-1GHseries | ★0～500ppm/★0～1000ppm/★0～2000ppm/★0～3000ppm/★0～5000ppm/★0～10000ppm | ★Range easily affected by environmental conditions and other
Tetrafluoroethylene | C2F4 | 116-14-3 | C2F4 | SG | SG-8521 | - | Fixed | SD-D58・GHseries | ★0～500ppm/★0～1000ppm/★0～2000ppm/★0～3000ppm/★0～5000ppm/★0～10000ppm | ★Range easily affected by environmental conditions and other
Tetrahydrofuran | THF | 109-99-9 | C4H8O | RI | DE-3315-2 | - | Fixed | SD-1RIseries | 0～100%LEL
Tetrahydrofuran | THF | 109-99-9 | C4H8O | HW | HW-6211 | - | Fixed | SD-1(TYPE GP)series | ～100%LEL
Tetrahydrofuran | THF | 109-99-9 | C4H8O | HW | HW-6211 | - | Fixed | SD-D58(TYPE GP)series | ～100%LEL
Tetrahydrofuran | THF | 109-99-9 | C4H8O | HW | HW-6211/NC-6211 | - | Fixed | GD-A80series | ～100%LEL/～20000ppm
Tetrahydrofuran | THF | 109-99-9 | C4H8O | HW | HW-6211/NC-6211 | - | Fixed | GD-D58(TYPE GP)series | ～100%LEL/～20000ppm
Tetrahydrofuran | THF | 109-99-9 | C4H8O | HW | HW-6211/NC-6211 | - | Fixed | GD-D58(TYPE NC)series | ～100%LEL/～20000ppm
Tetrahydrofuran | THF | 109-99-9 | C4H8O | HW | HW-6211/NC-6211 | - | Fixed | SD-1(TYPE NC)series | ～100%LEL/～20000ppm
Tetrahydrofuran | THF | 109-99-9 | C4H8O | HW | HW-6211/NC-6211 | - | Fixed | SD-D58(TYPE NC)series | ～100%LEL/～20000ppm
Tetrahydrofuran | THF | 109-99-9 | C4H8O | HW | NC-6240A | - | Fixed | GD-A80series | 0～100%LEL/0～20000ppm
Tetrahydrofuran | THF | 109-99-9 | C4H8O | HW | NC-6240A | - | Fixed | GD-D58(TYPE NC)series | 0～100%LEL/0～20000ppm
Tetrahydrofuran | THF | 109-99-9 | C4H8O | HW | NC-6240A | - | Fixed | SD-1(TYPE NC)series | 0～100%LEL/0～20000ppm
Tetrahydrofuran | THF | 109-99-9 | C4H8O | HW | NC-6240A | - | Fixed | SD-D58(TYPE NC)series | 0～100%LEL/0～20000ppm
Tetrahydrofuran | THF | 109-99-9 | C4H8O | HW | NC-6245 | - | Fixed | GD-A80series | 0～100%LEL
Tetrahydrofuran | THF | 109-99-9 | C4H8O | HW | NC-6245 | - | Fixed | GD-D58(TYPE NC)series | 0～100%LEL
Tetrahydrofuran | THF | 109-99-9 | C4H8O | HW | NC-6245 | - | Fixed | SD-1(TYPE NC)series | 0～100%LEL
Tetrahydrofuran | THF | 109-99-9 | C4H8O | HW | NC-6245 | - | Fixed | SD-D58(TYPE NC)series | 0～100%LEL
Tetrahydrofuran | THF | 109-99-9 | C4H8O | HW | HW-6206 | - | Fixed | SD-2500 | 0～100%LEL | Upper limit of operating temperature of instrument: SD-2500=160℃/SD-2600=200℃/SD-2700：250℃
Tetrahydrofuran | THF | 109-99-9 | C4H8O | HW | HW-6206 | - | Fixed | SD-2600 | 0～100%LEL | Upper limit of operating temperature of instrument: SD-2500=160℃/SD-2600=200℃/SD-2700：250℃
Tetrahydrofuran | THF | 109-99-9 | C4H8O | HW | HW-6206 | - | Fixed | SD-2700 | 0～100%LEL | Upper limit of operating temperature of instrument: SD-2500=160℃/SD-2600=200℃/SD-2700：250℃
Tetrahydrofuran | THF | 109-99-9 | C4H8O | HW | HW-6207 | - | Fixed | GD-A2400 | 0～100%LEL | Upper limit of operating temperature of instrument: GD-A2400=160℃
Tetrahydrofuran | THF | 109-99-9 | C4H8O | HW | HW-6208 | - | Fixed | SD-2500 | 0～100%LEL | HW-6206 temperature sorted sensor, Upper limit of operating temperature of instrument: SD-2500=160℃/SD-2600=200℃/SD-2700：250℃
Tetrahydrofuran | THF | 109-99-9 | C4H8O | HW | HW-6208 | - | Fixed | SD-2600 | 0～100%LEL | HW-6206 temperature sorted sensor, Upper limit of operating temperature of instrument: SD-2500=160℃/SD-2600=200℃/SD-2700：250℃
Tetrahydrofuran | THF | 109-99-9 | C4H8O | HW | HW-6208 | - | Fixed | SD-2700 | 0～100%LEL | HW-6206 temperature sorted sensor, Upper limit of operating temperature of instrument: SD-2500=160℃/SD-2600=200℃/SD-2700：250℃
Tetrahydrofuran | THF | 109-99-9 | C4H8O | HW | HW-6212 | - | Fixed | GD-A80-70series | 0～100%LEL
Tetrahydrofuran | THF | 109-99-9 | C4H8O | SG | SG-8521 | - | Fixed | GD-A80Vseries | 0～100ppm/0～200ppm/0～300ppm/0～500ppm/0～600ppm/0～1000ppm/0～2000ppm
Tetrahydrofuran | THF | 109-99-9 | C4H8O | SG | SG-8521 | - | Fixed | GD-D58・GHseries | 0～100ppm/0～200ppm/0～300ppm/0～500ppm/0～600ppm/0～1000ppm/0～2000ppm
Tetrahydrofuran | THF | 109-99-9 | C4H8O | SG | SG-8521 | - | Fixed | SD-1GHseries | 0～100ppm/0～200ppm/0～300ppm/0～500ppm/0～600ppm/0～1000ppm/0～2000ppm
Tetrahydrofuran | THF | 109-99-9 | C4H8O | SG | SG-8521 | - | Fixed | SD-D58・GHseries | 0～100ppm/0～200ppm/0～300ppm/0～500ppm/0～600ppm/0～1000ppm/0～2000ppm
Tetrahydrofuran | THF | 109-99-9 | C4H8O | SG | SG-8562 | - | Fixed | GD-A80Vseries | 0～20ppm/0～30ppm/0～50ppm/0～100ppm/0～200ppm/0～300ppm/0～500ppm/0～1000ppm/0～2000ppm
Tetrahydrofuran | THF | 109-99-9 | C4H8O | SG | SG-8562 | - | Fixed | GD-D58・GHseries | 0～20ppm/0～30ppm/0～50ppm/0～100ppm/0～200ppm/0～300ppm/0～500ppm/0～1000ppm/0～2000ppm
Tetrahydrofuran | THF | 109-99-9 | C4H8O | SG | SG-8562 | - | Fixed | SD-1GHseries | 0～20ppm/0～30ppm/0～50ppm/0～100ppm/0～200ppm/0～300ppm/0～500ppm/0～1000ppm/0～2000ppm
Tetrahydrofuran | THF | 109-99-9 | C4H8O | SG | SG-8562 | - | Fixed | SD-D58・GHseries | 0～20ppm/0～30ppm/0～50ppm/0～100ppm/0～200ppm/0～300ppm/0～500ppm/0～1000ppm/0～2000ppm
Tetrahydrofuran | THF | 109-99-9 | C4H8O | HW | NC-6215 | - | Portable | GP-1000(HC/CH4) | 0～100%LEL
Tetrahydrofuran | THF | 109-99-9 | C4H8O | HW | NC-6307 | - | Portable | NC-1000(HC/CH4) | 0～10000ppm
Tetrahydrofuran | THF | 109-99-9 | C4H8O | IF | IFM-8048 | AIR | Portable | FI-8000 | 0～100%LEL
Tetrahydrothiophene | THT | 110-01-0 | C4H8S | SG | SG-8521 | - | Fixed | GD-A80Vseries | 0～30ppm/0～50ppm/0～100ppm
Tetrahydrothiophene | THT | 110-01-0 | C4H8S | SG | SG-8521 | - | Fixed | GD-D58・GHseries | 0～30ppm/0～50ppm/0～100ppm
Tetrahydrothiophene | THT | 110-01-0 | C4H8S | SG | SG-8521 | - | Fixed | SD-1GHseries | 0～30ppm/0～50ppm/0～100ppm
Tetrahydrothiophene | THT | 110-01-0 | C4H8S | SG | SG-8521 | - | Fixed | SD-D58・GHseries | 0～30ppm/0～50ppm/0～100ppm
Tetramethylsilane | TMS | 75-76-3 | C4H12Si | SS | SSU-1925 | - | Fixed | GD-70D+PLUseries | 0‐15ppm | PLU-70 required
Tetramethylsilane | TMS | 75-76-3 | C4H12Si | SS | SSU-1925 | - | Fixed | GD-70DG | 0‐15ppm | PLU-70 required
Texanol | C12H24O3 | 25265-77-4 | C12H24O3 | HW | HW-6206 | - | Fixed | SD-2500 | 0～100%LEL | Upper limit of operating temperature of instrument: SD-2500=160℃/SD-2600=200℃/SD-2700：250℃
Texanol | C12H24O3 | 25265-77-4 | C12H24O3 | HW | HW-6206 | - | Fixed | SD-2600 | 0～100%LEL | Upper limit of operating temperature of instrument: SD-2500=160℃/SD-2600=200℃/SD-2700：250℃
Texanol | C12H24O3 | 25265-77-4 | C12H24O3 | HW | HW-6206 | - | Fixed | SD-2700 | 0～100%LEL | Upper limit of operating temperature of instrument: SD-2500=160℃/SD-2600=200℃/SD-2700：250℃
Texanol | C12H24O3 | 25265-77-4 | C12H24O3 | HW | HW-6207 | - | Fixed | GD-A2400 | 0～100%LEL | Upper limit of operating temperature of instrument: GD-A2400=160℃
Texanol | C12H24O3 | 25265-77-4 | C12H24O3 | HW | HW-6208 | - | Fixed | SD-2500 | 0～100%LEL | HW-6206 temperature sorted sensor, Upper limit of operating temperature of instrument: SD-2500=160℃/SD-2600=200℃/SD-2700：250℃
Texanol | C12H24O3 | 25265-77-4 | C12H24O3 | HW | HW-6208 | - | Fixed | SD-2600 | 0～100%LEL | HW-6206 temperature sorted sensor, Upper limit of operating temperature of instrument: SD-2500=160℃/SD-2600=200℃/SD-2700：250℃
Texanol | C12H24O3 | 25265-77-4 | C12H24O3 | HW | HW-6208 | - | Fixed | SD-2700 | 0～100%LEL | HW-6206 temperature sorted sensor, Upper limit of operating temperature of instrument: SD-2500=160℃/SD-2600=200℃/SD-2700：250℃
Toluene | C7H8 | 108-88-3 | C7H8 | HW | NCU‐6211 | - | Fixed | GD-70Dseries | 0～100%LEL | Confirm that GD-70D is non-explosion proof
Toluene | C7H8 | 108-88-3 | C7H8 | HW | NCU‐6211 | - | Fixed | TP-70D | 0～100%LEL | Confirm that GD-70D is non-explosion proof
Toluene | C7H8 | 108-88-3 | C7H8 | RI | DE-3315-1 | - | Fixed | SD-1RIseries | 0～100%LEL
Toluene | C7H8 | 108-88-3 | C7H8 | HW | HW-6211 | - | Fixed | SD-1(TYPE GP)series | ～100%LEL
Toluene | C7H8 | 108-88-3 | C7H8 | HW | HW-6211 | - | Fixed | SD-D58(TYPE GP)series | ～100%LEL
Toluene | C7H8 | 108-88-3 | C7H8 | HW | HW-6211/NC-6211 | - | Fixed | GD-A80series | ～100%LEL/～12000ppm
Toluene | C7H8 | 108-88-3 | C7H8 | HW | HW-6211/NC-6211 | - | Fixed | GD-D58(TYPE GP)series | ～100%LEL/～12000ppm
Toluene | C7H8 | 108-88-3 | C7H8 | HW | HW-6211/NC-6211 | - | Fixed | GD-D58(TYPE NC)series | ～100%LEL/～12000ppm
Toluene | C7H8 | 108-88-3 | C7H8 | HW | HW-6211/NC-6211 | - | Fixed | SD-1(TYPE NC)series | ～100%LEL/～12000ppm
Toluene | C7H8 | 108-88-3 | C7H8 | HW | HW-6211/NC-6211 | - | Fixed | SD-D58(TYPE NC)series | ～100%LEL/～12000ppm
Toluene | C7H8 | 108-88-3 | C7H8 | HW | HW-6213/NC-6213 | - | Fixed | GD-A80series | 0～100%LEL/0～12000ppm
Toluene | C7H8 | 108-88-3 | C7H8 | HW | HW-6213/NC-6213 | - | Fixed | GD-D58(TYPE GP)series | 0～100%LEL/0～12000ppm
Toluene | C7H8 | 108-88-3 | C7H8 | HW | HW-6213/NC-6213 | - | Fixed | GD-D58(TYPE NC)series | 0～100%LEL/0～12000ppm
Toluene | C7H8 | 108-88-3 | C7H8 | HW | NC-6240A | - | Fixed | GD-A80series | 0～100%LEL/0～12000ppm
Toluene | C7H8 | 108-88-3 | C7H8 | HW | NC-6240A | - | Fixed | GD-D58(TYPE NC)series | 0～100%LEL/0～12000ppm
Toluene | C7H8 | 108-88-3 | C7H8 | HW | NC-6240A | - | Fixed | SD-1(TYPE NC)series | 0～100%LEL/0～12000ppm
Toluene | C7H8 | 108-88-3 | C7H8 | HW | NC-6240A | - | Fixed | SD-D58(TYPE NC)series | 0～100%LEL/0～12000ppm
Toluene | C7H8 | 108-88-3 | C7H8 | HW | NC-6245 | - | Fixed | GD-A80series | 0～100%LEL
Toluene | C7H8 | 108-88-3 | C7H8 | HW | NC-6245 | - | Fixed | GD-D58(TYPE NC)series | 0～100%LEL
Toluene | C7H8 | 108-88-3 | C7H8 | HW | NC-6245 | - | Fixed | SD-1(TYPE NC)series | 0～100%LEL
Toluene | C7H8 | 108-88-3 | C7H8 | HW | NC-6245 | - | Fixed | SD-D58(TYPE NC)series | 0～100%LEL
Toluene | C7H8 | 108-88-3 | C7H8 | HW | NC-6250 | - | Fixed | GD-A80series | 0～100%LEL/0～12000ppm
Toluene | C7H8 | 108-88-3 | C7H8 | HW | NC-6250 | - | Fixed | GD-D58(TYPE NC)series | 0～100%LEL/0～12000ppm
Toluene | C7H8 | 108-88-3 | C7H8 | HW | NC-6250 | - | Fixed | GD-A80series | 0～100%LEL/0～12000ppm
Toluene | C7H8 | 108-88-3 | C7H8 | HW | NC-6250 | - | Fixed | GD-D58(TYPE NC)series | 0～100%LEL/0～12000ppm
Toluene | C7H8 | 108-88-3 | C7H8 | HW | HW-6206 | - | Fixed | SD-2500 | 0～100%LEL | Upper limit of operating temperature of instrument: SD-2500=160℃/SD-2600=200℃/SD-2700：250℃
Toluene | C7H8 | 108-88-3 | C7H8 | HW | HW-6206 | - | Fixed | SD-2600 | 0～100%LEL | Upper limit of operating temperature of instrument: SD-2500=160℃/SD-2600=200℃/SD-2700：250℃
Toluene | C7H8 | 108-88-3 | C7H8 | HW | HW-6206 | - | Fixed | SD-2700 | 0～100%LEL | Upper limit of operating temperature of instrument: SD-2500=160℃/SD-2600=200℃/SD-2700：250℃
Toluene | C7H8 | 108-88-3 | C7H8 | HW | HW-6207 | - | Fixed | GD-A2400 | 0～100%LEL | Upper limit of operating temperature of instrument: GD-A2400=160℃
Toluene | C7H8 | 108-88-3 | C7H8 | HW | HW-6208 | - | Fixed | SD-2500 | 0～100%LEL | HW-6206 temperature sorted sensor, Upper limit of operating temperature of instrument: SD-2500=160℃/SD-2600=200℃/SD-2700：250℃
Toluene | C7H8 | 108-88-3 | C7H8 | HW | HW-6208 | - | Fixed | SD-2600 | 0～100%LEL | HW-6206 temperature sorted sensor, Upper limit of operating temperature of instrument: SD-2500=160℃/SD-2600=200℃/SD-2700：250℃
Toluene | C7H8 | 108-88-3 | C7H8 | HW | HW-6208 | - | Fixed | SD-2700 | 0～100%LEL | HW-6206 temperature sorted sensor, Upper limit of operating temperature of instrument: SD-2500=160℃/SD-2600=200℃/SD-2700：250℃
Toluene | C7H8 | 108-88-3 | C7H8 | HW | HW-6212 | - | Fixed | GD-A80-70series | 0～100%LEL
Toluene | C7H8 | 108-88-3 | C7H8 | SG | SG-8521 | - | Fixed | GD-A80Vseries | 0～200ppm/0～300ppm/0～500ppm/0～600ppm/0～1000ppm/0～2000ppm/0～3000ppm
Toluene | C7H8 | 108-88-3 | C7H8 | SG | SG-8521 | - | Fixed | GD-D58・GHseries | 0～200ppm/0～300ppm/0～500ppm/0～600ppm/0～1000ppm/0～2000ppm/0～3000ppm
Toluene | C7H8 | 108-88-3 | C7H8 | SG | SG-8521 | - | Fixed | SD-1GHseries | 0～200ppm/0～300ppm/0～500ppm/0～600ppm/0～1000ppm/0～2000ppm/0～3000ppm
Toluene | C7H8 | 108-88-3 | C7H8 | SG | SG-8521 | - | Fixed | SD-D58・GHseries | 0～200ppm/0～300ppm/0～500ppm/0～600ppm/0～1000ppm/0～2000ppm/0～3000ppm
Toluene | C7H8 | 108-88-3 | C7H8 | SG | SG-8562 | - | Fixed | GD-A80Vseries | 0～20ppm/0～30ppm/0～50ppm/0～100ppm/0～200ppm/0～300ppm/0～500ppm
Toluene | C7H8 | 108-88-3 | C7H8 | SG | SG-8562 | - | Fixed | GD-D58・GHseries | 0～20ppm/0～30ppm/0～50ppm/0～100ppm/0～200ppm/0～300ppm/0～500ppm
Toluene | C7H8 | 108-88-3 | C7H8 | SG | SG-8562 | - | Fixed | SD-1GHseries | 0～20ppm/0～30ppm/0～50ppm/0～100ppm/0～200ppm/0～300ppm/0～500ppm
Toluene | C7H8 | 108-88-3 | C7H8 | SG | SG-8562 | - | Fixed | SD-D58・GHseries | 0～20ppm/0～30ppm/0～50ppm/0～100ppm/0～200ppm/0～300ppm/0～500ppm
Toluene | C7H8 | 108-88-3 | C7H8 | HW | NC-6215 | - | Portable | GX-8000(TYPE LEL) | 0～100%LEL
Toluene | C7H8 | 108-88-3 | C7H8 | HW | NC-6215 | - | Portable | GP-1000(HC/CH4) | 0～100%LEL
Toluene | C7H8 | 108-88-3 | C7H8 | HW | NC-6307 | - | Portable | NC-1000(HC/CH4) | 0～10000ppm
Toluene | C7H8 | 108-88-3 | C7H8 | SH | SH-8662 | - | Portable | SP-220(TYPE SC) | 0～10ppm
Toluene | C7H8 | 108-88-3 | C7H8 | IF | IFM-8048 | AIR | Portable | FI-8000 | 0～100%LEL
Toluene | C7H8 | 108-88-3 | C7H8 | IF | IFM-8048 | N2 | Portable | FI-8000 | 0～100%LEL
trans-1,2-Dichloroethylene | C2H2CL2 | 156-60-5 | C2H2CL2 | SG | SGU-8513 | - | Fixed | GD-70Dseries | 0～500ppm
trans-1,2-Dichloroethylene | C2H2CL2 | 156-60-5 | C2H2CL2 | SG | SGU-8513 | - | Fixed | TP-70D | 0～500ppm
trans-1,2-Dichloroethylene | C2H2CL2 | 156-60-5 | C2H2CL2 | SG | SGU-8513 | - | Fixed | GD-70Dseries | 0～600ppm
trans-1,2-Dichloroethylene | C2H2CL2 | 156-60-5 | C2H2CL2 | SG | SGU-8513 | - | Fixed | TP-70D | 0～600ppm
trans-1,2-Dichloroethylene | C2H2CL2 | 156-60-5 | C2H2CL2 | HW | NC-6250 | - | Fixed | GD-A80series | 0～100%LEL/0～97000ppm
trans-1,2-Dichloroethylene | C2H2CL2 | 156-60-5 | C2H2CL2 | HW | NC-6250 | - | Fixed | GD-D58(TYPE NC)series | 0～100%LEL/0～97000ppm
trans-1,2-Dichloroethylene | C2H2CL2 | 156-60-5 | C2H2CL2 | SG | SG-8513 | - | Fixed | GD-A80Vseries | 0～300ppm/0～500ppm/0～600ppm/0～1000ppm/0～2000ppm/0～3000ppm/0～5000ppm
trans-1,2-Dichloroethylene | C2H2CL2 | 156-60-5 | C2H2CL2 | SG | SG-8513 | - | Fixed | GD-D58・GHseries | 0～300ppm/0～500ppm/0～600ppm/0～1000ppm/0～2000ppm/0～3000ppm/0～5000ppm
trans-1,2-Dichloroethylene | C2H2CL2 | 156-60-5 | C2H2CL2 | SG | SG-8513 | - | Fixed | SD-1GHseries | 0～300ppm/0～500ppm/0～600ppm/0～1000ppm/0～2000ppm/0～3000ppm/0～5000ppm
trans-1,2-Dichloroethylene | C2H2CL2 | 156-60-5 | C2H2CL2 | SG | SG-8513 | - | Fixed | SD-D58・GHseries | 0～300ppm/0～500ppm/0～600ppm/0～1000ppm/0～2000ppm/0～3000ppm/0～5000ppm
Trans-1,3,3,3-tetrafluoropropene | tC3H2F4 | 29118-24-9 | C3H2F4 | RI | DE-2113-35 | - | Fixed | RI-257 | 0～20000ppm
Trans-1,3,3,3-tetrafluoropropene | tC3H2F4 | 29118-24-9 | C3H2F4 | RI | DE-2113-35 | - | Fixed | RI-257 | 0～2000ppm
Trans-1,3,3,3-tetrafluoropropene | tC3H2F4 | 29118-24-9 | C3H2F4 | SG | SG-8511 | - | Fixed | GD-A80Vseries | 0～2000ppm/0～3000ppm
Trans-1,3,3,3-tetrafluoropropene | tC3H2F4 | 29118-24-9 | C3H2F4 | SG | SG-8511 | - | Fixed | GD-D58・GHseries | 0～2000ppm/0～3000ppm
Trans-1,3,3,3-tetrafluoropropene | tC3H2F4 | 29118-24-9 | C3H2F4 | SG | SG-8511 | - | Fixed | SD-1GHseries | 0～2000ppm/0～3000ppm
Trans-1,3,3,3-tetrafluoropropene | tC3H2F4 | 29118-24-9 | C3H2F4 | SG | SG-8511 | - | Fixed | SD-D58・GHseries | 0～2000ppm/0～3000ppm
Trans-1,3,3,3-tetrafluoropropene | tC3H2F4 | 29118-24-9 | C3H2F4 | SG | SG-8563 | - | Fixed | GD-A80Vseries | 0～200ppm/0～300ppm/0～500ppm
Trans-1,3,3,3-tetrafluoropropene | tC3H2F4 | 29118-24-9 | C3H2F4 | SG | SG-8563 | - | Fixed | GD-D58・GHseries | 0～200ppm/0～300ppm/0～500ppm
Trans-1,3,3,3-tetrafluoropropene | tC3H2F4 | 29118-24-9 | C3H2F4 | SG | SG-8563 | - | Fixed | SD-1GHseries | 0～200ppm/0～300ppm/0～500ppm
Trans-1,3,3,3-tetrafluoropropene | tC3H2F4 | 29118-24-9 | C3H2F4 | SG | SG-8563 | - | Fixed | SD-D58・GHseries | 0～200ppm/0～300ppm/0～500ppm
trans-1-Chloro-3,3,3-trigluoropropene | 1233zd | 102687-65-0 | C3H2F3CL | SG | SG-8513 | - | Fixed | GD-A80Vseries | 0～200ppm/0～300ppm/0～500ppm/0～1000ppm/0～2000ppm/0～3000ppm/0～5000ppm
trans-1-Chloro-3,3,3-trigluoropropene | 1233zd | 102687-65-0 | C3H2F3CL | SG | SG-8513 | - | Fixed | GD-D58・GHseries | 0～200ppm/0～300ppm/0～500ppm/0～1000ppm/0～2000ppm/0～3000ppm/0～5000ppm
trans-1-Chloro-3,3,3-trigluoropropene | 1233zd | 102687-65-0 | C3H2F3CL | SG | SG-8513 | - | Fixed | SD-1GHseries | 0～200ppm/0～300ppm/0～500ppm/0～1000ppm/0～2000ppm/0～3000ppm/0～5000ppm
trans-1-Chloro-3,3,3-trigluoropropene | 1233zd | 102687-65-0 | C3H2F3CL | SG | SG-8513 | - | Fixed | SD-D58・GHseries | 0～200ppm/0～300ppm/0～500ppm/0～1000ppm/0～2000ppm/0～3000ppm/0～5000ppm
Trichloroethylene | C2HCL3 | 79-01-6 | C2HCL3 | SG | SGU-8523 | - | Fixed | GD-70Dseries | 0～3000ppm
Trichloroethylene | C2HCL3 | 79-01-6 | C2HCL3 | SG | SGU-8523 | - | Fixed | TP-70D | 0～3000ppm
Trichloroethylene | C2HCL3 | 79-01-6 | C2HCL3 | SG | SG-8523 | - | Fixed | GD-A80Vseries | 0～300ppm/0～500ppm/0～1000ppm/0～2000ppm/0～3000ppm/0～5000ppm
Trichloroethylene | C2HCL3 | 79-01-6 | C2HCL3 | SG | SG-8523 | - | Fixed | GD-D58・GHseries | 0～300ppm/0～500ppm/0～1000ppm/0～2000ppm/0～3000ppm/0～5000ppm
Trichloroethylene | C2HCL3 | 79-01-6 | C2HCL3 | SG | SG-8523 | - | Fixed | SD-1GHseries | 0～300ppm/0～500ppm/0～1000ppm/0～2000ppm/0～3000ppm/0～5000ppm
Trichloroethylene | C2HCL3 | 79-01-6 | C2HCL3 | SG | SG-8523 | - | Fixed | SD-D58・GHseries | 0～300ppm/0～500ppm/0～1000ppm/0～2000ppm/0～3000ppm/0～5000ppm
Trichloroethylene | C2HCL3 | 79-01-6 | C2HCL3 | SH | SH-8662 | - | Portable | SP-220(TYPE SC) | 0～10ppm
Trichlorofluoromethane | R-11 | 75-69-4 | CFCL3 | RI | DE-2113-56 | - | Fixed | RI-557 | 0～5000ppm
Trichlorofluoromethane | R-11 | 75-69-4 | CFCL3 | SG | SG-8513 | - | Fixed | GD-A80Vseries | 0～500ppm/0～1000ppm/0～2000ppm/0～3000ppm/0～5000ppm
Trichlorofluoromethane | R-11 | 75-69-4 | CFCL3 | SG | SG-8513 | - | Fixed | GD-D58・GHseries | 0～500ppm/0～1000ppm/0～2000ppm/0～3000ppm/0～5000ppm
Trichlorofluoromethane | R-11 | 75-69-4 | CFCL3 | SG | SG-8513 | - | Fixed | SD-1GHseries | 0～500ppm/0～1000ppm/0～2000ppm/0～3000ppm/0～5000ppm
Trichlorofluoromethane | R-11 | 75-69-4 | CFCL3 | SG | SG-8513 | - | Fixed | SD-D58・GHseries | 0～500ppm/0～1000ppm/0～2000ppm/0～3000ppm/0～5000ppm
Triethylamine | C6H15N | 121-44-8 | C6H15N | ES | ESM-23RVM | - | Fixed | GD-K88Aiseries | 0～15ppm | Updated against electrolyte reduction
Triethylamine | C6H15N | 121-44-8 | C6H15N | ES | ESM-23RVM | - | Fixed | GD-K88Diseries | 0～15ppm | Updated against electrolyte reduction
Triethylamine | C6H15N | 121-44-8 | C6H15N | HW | HW-6211 | - | Fixed | SD-1(TYPE GP)series | ～100%LEL
Triethylamine | C6H15N | 121-44-8 | C6H15N | HW | HW-6211 | - | Fixed | SD-D58(TYPE GP)series | ～100%LEL
Triethylamine | C6H15N | 121-44-8 | C6H15N | HW | HW-6211/NC-6211 | - | Fixed | GD-A80series | ～100%LEL/～12000ppm
Triethylamine | C6H15N | 121-44-8 | C6H15N | HW | HW-6211/NC-6211 | - | Fixed | GD-D58(TYPE GP)series | ～100%LEL/～12000ppm
Triethylamine | C6H15N | 121-44-8 | C6H15N | HW | HW-6211/NC-6211 | - | Fixed | GD-D58(TYPE NC)series | ～100%LEL/～12000ppm
Triethylamine | C6H15N | 121-44-8 | C6H15N | HW | HW-6211/NC-6211 | - | Fixed | SD-1(TYPE NC)series | ～100%LEL/～12000ppm
Triethylamine | C6H15N | 121-44-8 | C6H15N | HW | HW-6211/NC-6211 | - | Fixed | SD-D58(TYPE NC)series | ～100%LEL/～12000ppm
Triethylamine | C6H15N | 121-44-8 | C6H15N | SG | SG-8511 | - | Fixed | GD-A80Vseries | 0～1000ppm/0～2000ppm/0～3000ppm/0～5000ppm
Triethylamine | C6H15N | 121-44-8 | C6H15N | SG | SG-8511 | - | Fixed | GD-D58・GHseries | 0～1000ppm/0～2000ppm/0～3000ppm/0～5000ppm
Triethylamine | C6H15N | 121-44-8 | C6H15N | SG | SG-8511 | - | Fixed | SD-1GHseries | 0～1000ppm/0～2000ppm/0～3000ppm/0～5000ppm
Triethylamine | C6H15N | 121-44-8 | C6H15N | SG | SG-8511 | - | Fixed | SD-D58・GHseries | 0～1000ppm/0～2000ppm/0～3000ppm/0～5000ppm
Triethylamine | C6H15N | 121-44-8 | C6H15N | SG | SG-8521 | - | Fixed | GD-A80Vseries | 0～100ppm/0～200ppm/0～300ppm/0～500ppm
Triethylamine | C6H15N | 121-44-8 | C6H15N | SG | SG-8521 | - | Fixed | GD-D58・GHseries | 0～100ppm/0～200ppm/0～300ppm/0～500ppm
Triethylamine | C6H15N | 121-44-8 | C6H15N | SG | SG-8521 | - | Fixed | SD-1GHseries | 0～100ppm/0～200ppm/0～300ppm/0～500ppm
Triethylamine | C6H15N | 121-44-8 | C6H15N | SG | SG-8521 | - | Fixed | SD-D58・GHseries | 0～100ppm/0～200ppm/0～300ppm/0～500ppm
Triethylborate | TEB | 150-46-9 | C6H15BO3 | SS | SSU-1925 | - | Fixed | GD-70D+PLUseries | 0～1000ppm | PLU-70 required/Export limited：unable to measure under 6%FS(0.18ppm)
Triethylborate | TEB | 150-46-9 | C6H15BO3 | SS | SSU-1925 | - | Fixed | GD-70DG | 0～1000ppm | PLU-70 required
Triethylene glycol dimethyl ether | DMTG | 112-49-2 | C8H18O4 | SG | SG-8521 | - | Fixed | GD-A80Vseries | 0～200ppm/0～300ppm/0～500ppm/0～1000ppm
Triethylene glycol dimethyl ether | DMTG | 112-49-2 | C8H18O4 | SG | SG-8521 | - | Fixed | GD-D58・GHseries | 0～200ppm/0～300ppm/0～500ppm/0～1000ppm
Triethylene glycol dimethyl ether | DMTG | 112-49-2 | C8H18O4 | SG | SG-8521 | - | Fixed | SD-1GHseries | 0～200ppm/0～300ppm/0～500ppm/0～1000ppm
Triethylene glycol dimethyl ether | DMTG | 112-49-2 | C8H18O4 | SG | SG-8521 | - | Fixed | SD-D58・GHseries | 0～200ppm/0～300ppm/0～500ppm/0～1000ppm
Triethylphosphate | TEOP | 78-40-0 | C6H15O4P | SS | SSU-1925 | - | Fixed | GD-70D+PLUseries | 0～2ppm | PLU-70 required
Triethylphosphate | TEOP | 78-40-0 | C6H15O4P | SS | SSU-1925 | - | Fixed | GD-70DG | 0～2ppm | PLU-70 required
Trifluoromethane | HFC-23 | 75-46-7 | CHF3 | RI | DE-2113-35 | - | Fixed | RI-257 | 0～10000ppm
Trifluoromethane | HFC-23 | 75-46-7 | CHF3 | SH | SH-8661 | - | Portable | SP-220(TYPE F) | 0～5000ppm
Trifluoromethanesulfonyl fluoride | TfF | 335-05-7 | CO2F4S | RI | DE-2113-37 | - | Fixed | RI-257 | 0～6000ppm
Trimethoxysilane | TRIMOS | 2487-90-3 | C3H10O3Si | SS | SSU-1925 | - | Fixed | GD-70D+PLUseries | 0‐15ppm | PLU-70 required
Trimethoxysilane | TRIMOS | 2487-90-3 | C3H10O3Si | SS | SSU-1925 | - | Fixed | GD-70DG | 0‐15ppm | PLU-70 required
Trimethyl benzene | C9H12 | 108-67-8,25551-13-7(all isomer) | C9H12 | HW | HW-6206 | - | Fixed | SD-2500 | 0～100%LEL | Upper limit of operating temperature of instrument: SD-2500=160℃/SD-2600=200℃/SD-2700：250℃
Trimethyl benzene | C9H12 | 108-67-8,25551-13-7(all isomer) | C9H12 | HW | HW-6206 | - | Fixed | SD-2600 | 0～100%LEL | Upper limit of operating temperature of instrument: SD-2500=160℃/SD-2600=200℃/SD-2700：250℃
Trimethyl benzene | C9H12 | 108-67-8,25551-13-7(all isomer) | C9H12 | HW | HW-6206 | - | Fixed | SD-2700 | 0～100%LEL | Upper limit of operating temperature of instrument: SD-2500=160℃/SD-2600=200℃/SD-2700：250℃
Trimethyl benzene | C9H12 | 108-67-8,25551-13-7(all isomer) | C9H12 | HW | HW-6207 | - | Fixed | GD-A2400 | 0～100%LEL | Upper limit of operating temperature of instrument: GD-A2400=160℃
Trimethyl benzene | C9H12 | 108-67-8,25551-13-7(all isomer) | C9H12 | HW | HW-6208 | - | Fixed | SD-2500 | 0～100%LEL | HW-6206 temperature sorted sensor, Upper limit of operating temperature of instrument: SD-2500=160℃/SD-2600=200℃/SD-2700：250℃
Trimethyl benzene | C9H12 | 108-67-8,25551-13-7(all isomer) | C9H12 | HW | HW-6208 | - | Fixed | SD-2600 | 0～100%LEL | HW-6206 temperature sorted sensor, Upper limit of operating temperature of instrument: SD-2500=160℃/SD-2600=200℃/SD-2700：250℃
Trimethyl benzene | C9H12 | 108-67-8,25551-13-7(all isomer) | C9H12 | HW | HW-6208 | - | Fixed | SD-2700 | 0～100%LEL | HW-6206 temperature sorted sensor, Upper limit of operating temperature of instrument: SD-2500=160℃/SD-2600=200℃/SD-2700：250℃
Trimethyl benzene | C9H12 | 108-67-8,25551-13-7(all isomer) | C9H12 | HW | HW-6212 | - | Fixed | GD-A80-70series | 0～100%LEL
Trimethyl benzene | C9H12 | 108-67-8,25551-13-7(all isomer) | C9H12 | SG | SG-8521 | - | Fixed | GD-A80Vseries | 0～30ppm/0～50ppm/0～100ppm/0～200ppm/0～300ppm/0～500ppm | Standard sensor: SG-8562
Trimethyl benzene | C9H12 | 108-67-8,25551-13-7(all isomer) | C9H12 | SG | SG-8521 | - | Fixed | GD-D58・GHseries | 0～30ppm/0～50ppm/0～100ppm/0～200ppm/0～300ppm/0～500ppm | Standard sensor: SG-8562
Trimethyl benzene | C9H12 | 108-67-8,25551-13-7(all isomer) | C9H12 | SG | SG-8521 | - | Fixed | SD-1GHseries | 0～30ppm/0～50ppm/0～100ppm/0～200ppm/0～300ppm/0～500ppm | Standard sensor: SG-8562
Trimethyl benzene | C9H12 | 108-67-8,25551-13-7(all isomer) | C9H12 | SG | SG-8521 | - | Fixed | SD-D58・GHseries | 0～30ppm/0～50ppm/0～100ppm/0～200ppm/0～300ppm/0～500ppm | Standard sensor: SG-8562
Trimethyl benzene | C9H12 | 108-67-8,25551-13-7(all isomer) | C9H12 | SG | SG-8562 | - | Fixed | GD-A80Vseries | 0～20ppm/0～30ppm/0～50ppm/0～100ppm/0～200ppm/0～300ppm/0～500ppm/0～1000ppm
Trimethyl benzene | C9H12 | 108-67-8,25551-13-7(all isomer) | C9H12 | SG | SG-8562 | - | Fixed | GD-D58・GHseries | 0～20ppm/0～30ppm/0～50ppm/0～100ppm/0～200ppm/0～300ppm/0～500ppm/0～1000ppm
Trimethyl benzene | C9H12 | 108-67-8,25551-13-7(all isomer) | C9H12 | SG | SG-8562 | - | Fixed | SD-1GHseries | 0～20ppm/0～30ppm/0～50ppm/0～100ppm/0～200ppm/0～300ppm/0～500ppm/0～1000ppm
Trimethyl benzene | C9H12 | 108-67-8,25551-13-7(all isomer) | C9H12 | SG | SG-8562 | - | Fixed | SD-D58・GHseries | 0～20ppm/0～30ppm/0～50ppm/0～100ppm/0～200ppm/0～300ppm/0～500ppm/0～1000ppm
Trimethyl phosphite | TMP | 121-45-9 | C3H9O3P | SS | SSU-1925 | - | Fixed | GD-70D+PLUseries | 0.18～3ppm | PLU-70 required/Export limited：unable to measure under 6%FS(0.18ppm)
Trimethyl phosphite | TMP | 121-45-9 | C3H9O3P | SS | SSU-1925 | - | Fixed | GD-70DG | 0.18～3ppm | PLU-70 required/Export limited：unable to measure under 6%FS(0.18ppm)
Trimethylamine | TMA | 75-50-3 | C3H9N | ES | ESU-23RV | - | Fixed | GD-70Dseries | 0～15ppm
Trimethylamine | TMA | 75-50-3 | C3H9N | ES | ESU-23RV | - | Fixed | TP-70D | 0～15ppm
Trimethylamine | TMA | 75-50-3 | C3H9N | ES | ESU-23RVM | - | Fixed | GD-70Dseries | 0～15ppm | Updated against electrolyte reduction
Trimethylamine | TMA | 75-50-3 | C3H9N | ES | ESU-23RVM | - | Fixed | TP-70D | 0～15ppm | Updated against electrolyte reduction
Trimethylamine | TMA | 75-50-3 | C3H9N | ES | ESM-23RV | - | Fixed | GD-K88Aiseries | 0～15ppm
Trimethylamine | TMA | 75-50-3 | C3H9N | ES | ESM-23RV | - | Fixed | GD-K88Diseries | 0～15ppm
Trimethylamine | TMA | 75-50-3 | C3H9N | ES | ESM-23RVM | - | Fixed | GD-K88Aiseries | 0～15ppm | Updated against electrolyte reduction
Trimethylamine | TMA | 75-50-3 | C3H9N | ES | ESM-23RVM | - | Fixed | GD-K88Diseries | 0～15ppm | Updated against electrolyte reduction
Trimethylamine | TMA | 75-50-3 | C3H9N | SG | SG-8521 | - | Fixed | GD-A80Vseries | 0～50ppm/0～100ppm/0～200ppm/0～300ppm/0～500ppm
Trimethylamine | TMA | 75-50-3 | C3H9N | SG | SG-8521 | - | Fixed | GD-D58・GHseries | 0～50ppm/0～100ppm/0～200ppm/0～300ppm/0～500ppm
Trimethylamine | TMA | 75-50-3 | C3H9N | SG | SG-8521 | - | Fixed | SD-1GHseries | 0～50ppm/0～100ppm/0～200ppm/0～300ppm/0～500ppm
Trimethylamine | TMA | 75-50-3 | C3H9N | SG | SG-8521 | - | Fixed | SD-D58・GHseries | 0～50ppm/0～100ppm/0～200ppm/0～300ppm/0～500ppm
Trimethylborate | TMB | 121-43-7 | C3H9BO3 | SS | SSU-1925 | - | Fixed | GD-70D+PLUseries | 0～1000ppm | PLU-70 required
Trimethylborate | TMB | 121-43-7 | C3H9BO3 | SS | SSU-1925 | - | Fixed | GD-70DG | 0～1000ppm | PLU-70 required
Trimethylphosphate | TMOP | 512-56-1 | C3H9O4P | SS | SSU-1925 | - | Fixed | GD-70D+PLUseries | 0～10ppm | PLU-70 required
Trimethylphosphate | TMOP | 512-56-1 | C3H9O4P | SS | SSU-1925 | - | Fixed | GD-70DG | 0～10ppm | PLU-70 required
Trimethylsilane | TRIMS | 993-07-7 | C3H10Si | SS | SSU-1925 | - | Fixed | GD-70D+PLUseries | 0‐15ppm | PLU-70 required
Trimethylsilane | TRIMS | 993-07-7 | C3H10Si | SS | SSU-1925 | - | Fixed | GD-70DG | 0‐15ppm | PLU-70 required
Trisilylamine | Si3H9N | 13862-16-3 | Si3H9N | ES | ESU-23DH | - | Fixed | GD-70Dseries | 0～15ppm
Trisilylamine | Si3H9N | 13862-16-3 | Si3H9N | ES | ESU-23DH | - | Fixed | TP-70D | 0～15ppm
Trisilylamine | Si3H9N | 13862-16-3 | Si3H9N | ES | ESM-23DH | - | Fixed | GD-K88Aiseries | 0～15ppm
Trisilylamine | Si3H9N | 13862-16-3 | Si3H9N | ES | ESM-23DH | - | Fixed | GD-K88Diseries | 0～15ppm
Turpentine Oil | C10H16 | 8006-64-2 | - | HW | HW-6211/NC-6211 | - | Fixed | GD-A80series | ～50%LEL/～4000ppm
Turpentine Oil | C10H16 | 8006-64-2 | - | HW | HW-6211/NC-6211 | - | Fixed | GD-D58(TYPE GP)series | ～50%LEL/～4000ppm
Turpentine Oil | C10H16 | 8006-64-2 | - | HW | HW-6211/NC-6211 | - | Fixed | GD-D58(TYPE NC)series | ～50%LEL/～4000ppm
Turpentine Oil | C10H16 | 8006-64-2 | - | HW | HW-6211/NC-6211 | - | Fixed | SD-1(TYPE NC)series | ～50%LEL/～4000ppm
Turpentine Oil | C10H16 | 8006-64-2 | - | HW | HW-6211/NC-6211 | - | Fixed | SD-D58(TYPE NC)series | ～50%LEL/～4000ppm
Turpentine Oil | C10H16 | 8006-64-2 | - | HW | HW-6206 | - | Fixed | SD-2500 | 0～100%LEL | Upper limit of operating temperature of instrument: SD-2500=160℃/SD-2600=200℃/SD-2700：250℃
Turpentine Oil | C10H16 | 8006-64-2 | - | HW | HW-6206 | - | Fixed | SD-2600 | 0～100%LEL | Upper limit of operating temperature of instrument: SD-2500=160℃/SD-2600=200℃/SD-2700：250℃
Turpentine Oil | C10H16 | 8006-64-2 | - | HW | HW-6206 | - | Fixed | SD-2700 | 0～100%LEL | Upper limit of operating temperature of instrument: SD-2500=160℃/SD-2600=200℃/SD-2700：250℃
Turpentine Oil | C10H16 | 8006-64-2 | - | HW | HW-6207 | - | Fixed | GD-A2400 | 0～100%LEL | Upper limit of operating temperature of instrument: GD-A2400=160℃
Turpentine Oil | C10H16 | 8006-64-2 | - | HW | HW-6208 | - | Fixed | SD-2500 | 0～100%LEL | HW-6206 temperature sorted sensor, Upper limit of operating temperature of instrument: SD-2500=160℃/SD-2600=200℃/SD-2700：250℃
Turpentine Oil | C10H16 | 8006-64-2 | - | HW | HW-6208 | - | Fixed | SD-2600 | 0～100%LEL | HW-6206 temperature sorted sensor, Upper limit of operating temperature of instrument: SD-2500=160℃/SD-2600=200℃/SD-2700：250℃
Turpentine Oil | C10H16 | 8006-64-2 | - | HW | HW-6208 | - | Fixed | SD-2700 | 0～100%LEL | HW-6206 temperature sorted sensor, Upper limit of operating temperature of instrument: SD-2500=160℃/SD-2600=200℃/SD-2700：250℃
Turpentine Oil | C10H16 | 8006-64-2 | - | HW | HW-6212 | - | Fixed | GD-A80-70series | 0～100%LEL
Turpentine Oil | C10H16 | 8006-64-2 | - | SG | SG-8521 | - | Fixed | GD-A80Vseries | 0～100ppm/0～200ppm/0～300ppm/0～500ppm/0～1000ppm
Turpentine Oil | C10H16 | 8006-64-2 | - | SG | SG-8521 | - | Fixed | GD-D58・GHseries | 0～100ppm/0～200ppm/0～300ppm/0～500ppm/0～1000ppm
Turpentine Oil | C10H16 | 8006-64-2 | - | SG | SG-8521 | - | Fixed | SD-1GHseries | 0～100ppm/0～200ppm/0～300ppm/0～500ppm/0～1000ppm
Turpentine Oil | C10H16 | 8006-64-2 | - | SG | SG-8521 | - | Fixed | SD-D58・GHseries | 0～100ppm/0～200ppm/0～300ppm/0～500ppm/0～1000ppm
Undecane | C11H24 | 1120-21-4 | C11H24 | HW | NC-6211 | - | Fixed | GD-A80series | ～30%LEL/～2000ppm
Undecane | C11H24 | 1120-21-4 | C11H24 | HW | NC-6211 | - | Fixed | GD-D58(TYPE GP)series | ～30%LEL/～2000ppm
Undecane | C11H24 | 1120-21-4 | C11H24 | HW | NC-6211 | - | Fixed | GD-D58(TYPE NC)series | ～30%LEL/～2000ppm
Undecane | C11H24 | 1120-21-4 | C11H24 | HW | NC-6211 | - | Fixed | SD-1(TYPE NC)series | ～30%LEL/～2000ppm
Undecane | C11H24 | 1120-21-4 | C11H24 | HW | NC-6211 | - | Fixed | SD-D58(TYPE NC)series | ～30%LEL/～2000ppm
Undecane | C11H24 | 1120-21-4 | C11H24 | HW | HW-6206 | - | Fixed | SD-2500 | 0～100%LEL | Upper limit of operating temperature of instrument: SD-2500=160℃/SD-2600=200℃/SD-2700：250℃
Undecane | C11H24 | 1120-21-4 | C11H24 | HW | HW-6206 | - | Fixed | SD-2600 | 0～100%LEL | Upper limit of operating temperature of instrument: SD-2500=160℃/SD-2600=200℃/SD-2700：250℃
Undecane | C11H24 | 1120-21-4 | C11H24 | HW | HW-6206 | - | Fixed | SD-2700 | 0～100%LEL | Upper limit of operating temperature of instrument: SD-2500=160℃/SD-2600=200℃/SD-2700：250℃
Undecane | C11H24 | 1120-21-4 | C11H24 | HW | HW-6207 | - | Fixed | GD-A2400 | 0～100%LEL | Upper limit of operating temperature of instrument: GD-A2400=160℃
Undecane | C11H24 | 1120-21-4 | C11H24 | HW | HW-6208 | - | Fixed | SD-2500 | 0～100%LEL | HW-6206 temperature sorted sensor, Upper limit of operating temperature of instrument: SD-2500=160℃/SD-2600=200℃/SD-2700：250℃
Undecane | C11H24 | 1120-21-4 | C11H24 | HW | HW-6208 | - | Fixed | SD-2600 | 0～100%LEL | HW-6206 temperature sorted sensor, Upper limit of operating temperature of instrument: SD-2500=160℃/SD-2600=200℃/SD-2700：250℃
Undecane | C11H24 | 1120-21-4 | C11H24 | HW | HW-6208 | - | Fixed | SD-2700 | 0～100%LEL | HW-6206 temperature sorted sensor, Upper limit of operating temperature of instrument: SD-2500=160℃/SD-2600=200℃/SD-2700：250℃
Undecane | C11H24 | 1120-21-4 | C11H24 | HW | HW-6212 | - | Fixed | GD-A80-70series | 0～100%LEL
Undecane | C11H24 | 1120-21-4 | C11H24 | SG | SG-8521 | - | Fixed | GD-A80Vseries | 0～100ppm/0～200ppm/0～300ppm/0～500ppm/0～1000ppm
Undecane | C11H24 | 1120-21-4 | C11H24 | SG | SG-8521 | - | Fixed | GD-D58・GHseries | 0～100ppm/0～200ppm/0～300ppm/0～500ppm/0～1000ppm
Undecane | C11H24 | 1120-21-4 | C11H24 | SG | SG-8521 | - | Fixed | SD-1GHseries | 0～100ppm/0～200ppm/0～300ppm/0～500ppm/0～1000ppm
Undecane | C11H24 | 1120-21-4 | C11H24 | SG | SG-8521 | - | Fixed | SD-D58・GHseries | 0～100ppm/0～200ppm/0～300ppm/0～500ppm/0～1000ppm
Vinyl acetate | VAc | 108-05-4 | C4H6O2 | HW | HW-6211 | - | Fixed | SD-1(TYPE GP)series | ～100%LEL
Vinyl acetate | VAc | 108-05-4 | C4H6O2 | HW | HW-6211 | - | Fixed | SD-D58(TYPE GP)series | ～100%LEL
Vinyl acetate | VAc | 108-05-4 | C4H6O2 | HW | HW-6211/NC-6211 | - | Fixed | GD-A80series | ～100%LEL/～26000ppm
Vinyl acetate | VAc | 108-05-4 | C4H6O2 | HW | HW-6211/NC-6211 | - | Fixed | GD-D58(TYPE GP)series | ～100%LEL/～26000ppm
Vinyl acetate | VAc | 108-05-4 | C4H6O2 | HW | HW-6211/NC-6211 | - | Fixed | GD-D58(TYPE NC)series | ～100%LEL/～26000ppm
Vinyl acetate | VAc | 108-05-4 | C4H6O2 | HW | HW-6211/NC-6211 | - | Fixed | SD-1(TYPE NC)series | ～100%LEL/～26000ppm
Vinyl acetate | VAc | 108-05-4 | C4H6O2 | HW | HW-6211/NC-6211 | - | Fixed | SD-D58(TYPE NC)series | ～100%LEL/～26000ppm
Vinyl acetate | VAc | 108-05-4 | C4H6O2 | SG | SG-8521 | - | Fixed | GD-A80Vseries | 0～50ppm/0～100ppm/0～200ppm/0～300ppm/0～500ppm/0～1000ppm
Vinyl acetate | VAc | 108-05-4 | C4H6O2 | SG | SG-8521 | - | Fixed | GD-D58・GHseries | 0～50ppm/0～100ppm/0～200ppm/0～300ppm/0～500ppm/0～1000ppm
Vinyl acetate | VAc | 108-05-4 | C4H6O2 | SG | SG-8521 | - | Fixed | SD-1GHseries | 0～50ppm/0～100ppm/0～200ppm/0～300ppm/0～500ppm/0～1000ppm
Vinyl acetate | VAc | 108-05-4 | C4H6O2 | SG | SG-8521 | - | Fixed | SD-D58・GHseries | 0～50ppm/0～100ppm/0～200ppm/0～300ppm/0～500ppm/0～1000ppm
Vinyl acetate | VAc | 108-05-4 | C4H6O2 | HW | NC-6215 | - | Portable | GP-1000(Specified cal.gas) | 0～100%LEL
Vinyl acetate | VAc | 108-05-4 | C4H6O2 | HW | NC-6307 | - | Portable | NC-1000(Specified cal. Gas) | 0～10000ppm
Vinyl chloride | VCM | 75-01-4 | C2H3CL | SG | SGU-8513 | - | Fixed | GD-70Dseries | 0～1000ppm
Vinyl chloride | VCM | 75-01-4 | C2H3CL | SG | SGU-8513 | - | Fixed | TP-70D | 0～1000ppm
Vinyl chloride | VCM | 75-01-4 | C2H3CL | HW | NCU-6250 | - | Fixed | GD-70Dseries | 0～100%LEL | Confirm that GD-70D is non-explosion proof
Vinyl chloride | VCM | 75-01-4 | C2H3CL | HW | NCU-6250 | - | Fixed | TP-70D | 0～100%LEL | Confirm that GD-70D is non-explosion proof
Vinyl chloride | VCM | 75-01-4 | C2H3CL | HW | NC-6250 | - | Fixed | GD-A80series | 0～100%LEL/0～38000ppm
Vinyl chloride | VCM | 75-01-4 | C2H3CL | HW | NC-6250 | - | Fixed | GD-D58(TYPE NC)series | 0～100%LEL/0～38000ppm
Vinyl chloride | VCM | 75-01-4 | C2H3CL | SG | SG-8513 | - | Fixed | GD-A80Vseries | 0～200ppm/0～300ppm/0～500ppm/0～1000ppm/0～2000ppm/0～3000ppm
Vinyl chloride | VCM | 75-01-4 | C2H3CL | SG | SG-8513 | - | Fixed | GD-D58・GHseries | 0～200ppm/0～300ppm/0～500ppm/0～1000ppm/0～2000ppm/0～3000ppm
Vinyl chloride | VCM | 75-01-4 | C2H3CL | SG | SG-8513 | - | Fixed | SD-1GHseries | 0～200ppm/0～300ppm/0～500ppm/0～1000ppm/0～2000ppm/0～3000ppm
Vinyl chloride | VCM | 75-01-4 | C2H3CL | SG | SG-8513 | - | Fixed | SD-D58・GHseries | 0～200ppm/0～300ppm/0～500ppm/0～1000ppm/0～2000ppm/0～3000ppm
Vinyl chloride | VCM | 75-01-4 | C2H3CL | SG | SG-8582 | - | Fixed | GD-A80Vseries | 0～300ppm/0～500ppm/0～1000ppm
Vinyl chloride | VCM | 75-01-4 | C2H3CL | SG | SG-8582 | - | Fixed | GD-D58・GHseries | 0～300ppm/0～500ppm/0～1000ppm
Vinyl chloride | VCM | 75-01-4 | C2H3CL | SG | SG-8582 | - | Fixed | SD-1GHseries | 0～300ppm/0～500ppm/0～1000ppm
Vinyl chloride | VCM | 75-01-4 | C2H3CL | SG | SG-8582 | - | Fixed | SD-D58・GHseries | 0～300ppm/0～500ppm/0～1000ppm
Vinyl chloride | VCM | 75-01-4 | C2H3CL | SH | SH-8662 | - | Portable | SP-220(TYPE SC) | 0～1ppm
Vinyl chloride | VCM | 75-01-4 | C2H3CL | IF | IFM-8048 | AIR | Portable | FI-8000 | 0～10vol%
Vinyl chloride | VCM | 75-01-4 | C2H3CL | IF | IFM-8048 | N2 | Portable | FI-8000 | 0～10vol%
Vinyl chloride | VCM | 75-01-4 | C2H3CL | IF | IFM-8048 | AIR | Portable | FI-8000 | 0～100%LEL
Vinyl cyclohexene | C8H12 | 100-40-3 | C8H12 | SG | SG-8511 | - | Fixed | GD-A80Vseries | 0～500ppm/0～1000ppm/0～2000ppm/0～3000ppm/0～5000ppm
Vinyl cyclohexene | C8H12 | 100-40-3 | C8H12 | SG | SG-8511 | - | Fixed | GD-D58・GHseries | 0～500ppm/0～1000ppm/0～2000ppm/0～3000ppm/0～5000ppm
Vinyl cyclohexene | C8H12 | 100-40-3 | C8H12 | SG | SG-8511 | - | Fixed | SD-1GHseries | 0～500ppm/0～1000ppm/0～2000ppm/0～3000ppm/0～5000ppm
Vinyl cyclohexene | C8H12 | 100-40-3 | C8H12 | SG | SG-8511 | - | Fixed | SD-D58・GHseries | 0～500ppm/0～1000ppm/0～2000ppm/0～3000ppm/0～5000ppm
Vinylidene chloride | PVC | 75-35-4 | C2H2CL2 | SG | SG-8513 | - | Fixed | GD-A80Vseries | 0～200ppm/0～300ppm/0～500ppm/0～1000ppm/0～2000ppm
Vinylidene chloride | PVC | 75-35-4 | C2H2CL2 | SG | SG-8513 | - | Fixed | GD-D58・GHseries | 0～200ppm/0～300ppm/0～500ppm/0～1000ppm/0～2000ppm
Vinylidene chloride | PVC | 75-35-4 | C2H2CL2 | SG | SG-8513 | - | Fixed | SD-1GHseries | 0～200ppm/0～300ppm/0～500ppm/0～1000ppm/0～2000ppm
Vinylidene chloride | PVC | 75-35-4 | C2H2CL2 | SG | SG-8513 | - | Fixed | SD-D58・GHseries | 0～200ppm/0～300ppm/0～500ppm/0～1000ppm/0～2000ppm
Vinylidene fluoride | VDF | 75-38-7 | C2H2F2 | SG | SGU-8521 | - | Fixed | GD-70Dseries | 0～500ppm
Vinylidene fluoride | VDF | 75-38-7 | C2H2F2 | SG | SGU-8521 | - | Fixed | TP-70D | 0～500ppm
Vinylidene fluoride | VDF | 75-38-7 | C2H2F2 | SG | SGU-8521 | - | Fixed | GD-70Dseries | 0～1000ppm
Vinylidene fluoride | VDF | 75-38-7 | C2H2F2 | SG | SGU-8521 | - | Fixed | TP-70D | 0～1000ppm
Vinylidene fluoride | VDF | 75-38-7 | C2H2F2 | SG | SG-8521 | - | Fixed | GD-A80Vseries | 0～100ppm/0～200ppm/0～300ppm/0～500ppm/0～1000ppm
Vinylidene fluoride | VDF | 75-38-7 | C2H2F2 | SG | SG-8521 | - | Fixed | GD-D58・GHseries | 0～100ppm/0～200ppm/0～300ppm/0～500ppm/0～1000ppm
Vinylidene fluoride | VDF | 75-38-7 | C2H2F2 | SG | SG-8521 | - | Fixed | SD-1GHseries | 0～100ppm/0～200ppm/0～300ppm/0～500ppm/0～1000ppm
Vinylidene fluoride | VDF | 75-38-7 | C2H2F2 | SG | SG-8521 | - | Fixed | SD-D58・GHseries | 0～100ppm/0～200ppm/0～300ppm/0～500ppm/0～1000ppm
Xylene | C8H10 | 1330-20-7(all isomer),95-47-6(-o),108-38-3(-m),106-42-3(-p) | C8H10 | RI | DE-3315-1 | - | Fixed | SD-1RIseries | 0～100%LEL
Xylene | C8H10 | 1330-20-7(all isomer),95-47-6(-o),108-38-3(-m),106-42-3(-p) | C8H10 | HW | HW-6211 | - | Fixed | SD-1(TYPE GP)series | ～100%LEL
Xylene | C8H10 | 1330-20-7(all isomer),95-47-6(-o),108-38-3(-m),106-42-3(-p) | C8H10 | HW | HW-6211 | - | Fixed | SD-D58(TYPE GP)series | ～100%LEL
Xylene | C8H10 | 1330-20-7(all isomer),95-47-6(-o),108-38-3(-m),106-42-3(-p) | C8H10 | HW | HW-6211/NC-6211 | - | Fixed | GD-A80series | ～100%LEL/～10000ppm
Xylene | C8H10 | 1330-20-7(all isomer),95-47-6(-o),108-38-3(-m),106-42-3(-p) | C8H10 | HW | HW-6211/NC-6211 | - | Fixed | GD-D58(TYPE GP)series | ～100%LEL/～10000ppm
Xylene | C8H10 | 1330-20-7(all isomer),95-47-6(-o),108-38-3(-m),106-42-3(-p) | C8H10 | HW | HW-6211/NC-6211 | - | Fixed | GD-D58(TYPE NC)series | ～100%LEL/～10000ppm
Xylene | C8H10 | 1330-20-7(all isomer),95-47-6(-o),108-38-3(-m),106-42-3(-p) | C8H10 | HW | HW-6211/NC-6211 | - | Fixed | SD-1(TYPE NC)series | ～100%LEL/～10000ppm
Xylene | C8H10 | 1330-20-7(all isomer),95-47-6(-o),108-38-3(-m),106-42-3(-p) | C8H10 | HW | HW-6211/NC-6211 | - | Fixed | SD-D58(TYPE NC)series | ～100%LEL/～10000ppm
Xylene | C8H10 | 1330-20-7(all isomer),95-47-6(-o),108-38-3(-m),106-42-3(-p) | C8H10 | HW | HW-6213/NC-6213 | - | Fixed | GD-A80series | 0～100%LEL/0～10000ppm
Xylene | C8H10 | 1330-20-7(all isomer),95-47-6(-o),108-38-3(-m),106-42-3(-p) | C8H10 | HW | HW-6213/NC-6213 | - | Fixed | GD-D58(TYPE GP)series | 0～100%LEL/0～10000ppm
Xylene | C8H10 | 1330-20-7(all isomer),95-47-6(-o),108-38-3(-m),106-42-3(-p) | C8H10 | HW | HW-6213/NC-6213 | - | Fixed | GD-D58(TYPE NC)series | 0～100%LEL/0～10000ppm
Xylene | C8H10 | 1330-20-7(all isomer),95-47-6(-o),108-38-3(-m),106-42-3(-p) | C8H10 | HW | HW-6206 | - | Fixed | SD-2500 | 0～100%LEL | Upper limit of operating temperature of instrument: SD-2500=160℃/SD-2600=200℃/SD-2700：250℃
Xylene | C8H10 | 1330-20-7(all isomer),95-47-6(-o),108-38-3(-m),106-42-3(-p) | C8H10 | HW | HW-6206 | - | Fixed | SD-2600 | 0～100%LEL | Upper limit of operating temperature of instrument: SD-2500=160℃/SD-2600=200℃/SD-2700：250℃
Xylene | C8H10 | 1330-20-7(all isomer),95-47-6(-o),108-38-3(-m),106-42-3(-p) | C8H10 | HW | HW-6206 | - | Fixed | SD-2700 | 0～100%LEL | Upper limit of operating temperature of instrument: SD-2500=160℃/SD-2600=200℃/SD-2700：250℃
Xylene | C8H10 | 1330-20-7(all isomer),95-47-6(-o),108-38-3(-m),106-42-3(-p) | C8H10 | HW | HW-6207 | - | Fixed | GD-A2400 | 0～100%LEL | Upper limit of operating temperature of instrument: GD-A2400=160℃
Xylene | C8H10 | 1330-20-7(all isomer),95-47-6(-o),108-38-3(-m),106-42-3(-p) | C8H10 | HW | HW-6208 | - | Fixed | SD-2500 | 0～100%LEL | HW-6206 temperature sorted sensor, Upper limit of operating temperature of instrument: SD-2500=160℃/SD-2600=200℃/SD-2700：250℃
Xylene | C8H10 | 1330-20-7(all isomer),95-47-6(-o),108-38-3(-m),106-42-3(-p) | C8H10 | HW | HW-6208 | - | Fixed | SD-2600 | 0～100%LEL | HW-6206 temperature sorted sensor, Upper limit of operating temperature of instrument: SD-2500=160℃/SD-2600=200℃/SD-2700：250℃
Xylene | C8H10 | 1330-20-7(all isomer),95-47-6(-o),108-38-3(-m),106-42-3(-p) | C8H10 | HW | HW-6208 | - | Fixed | SD-2700 | 0～100%LEL | HW-6206 temperature sorted sensor, Upper limit of operating temperature of instrument: SD-2500=160℃/SD-2600=200℃/SD-2700：250℃
Xylene | C8H10 | 1330-20-7(all isomer),95-47-6(-o),108-38-3(-m),106-42-3(-p) | C8H10 | HW | HW-6212 | - | Fixed | GD-A80-70series | 0～100%LEL
Xylene | C8H10 | 1330-20-7(all isomer),95-47-6(-o),108-38-3(-m),106-42-3(-p) | C8H10 | SG | SG-8521 | - | Fixed | GD-A80Vseries | 0～100ppm/0～200ppm/0～300ppm/0～500ppm/0～600ppm/0～1000ppm
Xylene | C8H10 | 1330-20-7(all isomer),95-47-6(-o),108-38-3(-m),106-42-3(-p) | C8H10 | SG | SG-8521 | - | Fixed | GD-D58・GHseries | 0～100ppm/0～200ppm/0～300ppm/0～500ppm/0～600ppm/0～1000ppm
Xylene | C8H10 | 1330-20-7(all isomer),95-47-6(-o),108-38-3(-m),106-42-3(-p) | C8H10 | SG | SG-8521 | - | Fixed | SD-1GHseries | 0～100ppm/0～200ppm/0～300ppm/0～500ppm/0～600ppm/0～1000ppm
Xylene | C8H10 | 1330-20-7(all isomer),95-47-6(-o),108-38-3(-m),106-42-3(-p) | C8H10 | SG | SG-8521 | - | Fixed | SD-D58・GHseries | 0～100ppm/0～200ppm/0～300ppm/0～500ppm/0～600ppm/0～1000ppm
Xylene | C8H10 | 1330-20-7(all isomer),95-47-6(-o),108-38-3(-m),106-42-3(-p) | C8H10 | HW | NC-6215 | - | Portable | GP-1000(HC/CH4) | 0～100%LEL
Xylene | C8H10 | 1330-20-7(all isomer),95-47-6(-o),108-38-3(-m),106-42-3(-p) | C8H10 | HW | NC-6307 | - | Portable | NC-1000(HC/CH4) | 0～10000ppm
Xylene | C8H10 | 1330-20-7(all isomer),95-47-6(-o),108-38-3(-m),106-42-3(-p) | C8H10 | SH | SH-8662 | - | Portable | SP-220(TYPE SC) | 0～10ppm
Xylene | C8H10 | 1330-20-7,95-47-6(ｵﾙﾄ),108-38-3(ﾒﾀ),106-42-3(ﾊﾟﾗ) | C8H10 | IF | IFM-8048 | AIR | Portable | FI-8000 | 0～100%LEL
Xylene | C8H10 | 1330-20-7,95-47-6(ｵﾙﾄ),108-38-3(ﾒﾀ),106-42-3(ﾊﾟﾗ) | C8H10 | IF | IFM-8048 | N2 | Portable | FI-8000 | 0～100%LEL
α-Pinene | PINENE | 80-56-8 | C10H16 | HW | HW-6211 | - | Fixed | SD-1(TYPE GP)series | ～100%LEL
α-Pinene | PINENE | 80-56-8 | C10H16 | HW | HW-6211 | - | Fixed | SD-D58(TYPE GP)series | ～100%LEL
α-Pinene | PINENE | 80-56-8 | C10H16 | HW | HW-6211/NC-6211 | - | Fixed | GD-A80series | ～100%LEL/～6900ppm
α-Pinene | PINENE | 80-56-8 | C10H16 | HW | HW-6211/NC-6211 | - | Fixed | GD-D58(TYPE GP)series | ～100%LEL/～6900ppm
α-Pinene | PINENE | 80-56-8 | C10H16 | HW | HW-6211/NC-6211 | - | Fixed | GD-D58(TYPE NC)series | ～100%LEL/～6900ppm
α-Pinene | PINENE | 80-56-8 | C10H16 | HW | HW-6211/NC-6211 | - | Fixed | SD-1(TYPE NC)series | ～100%LEL/～6900ppm
α-Pinene | PINENE | 80-56-8 | C10H16 | HW | HW-6211/NC-6211 | - | Fixed | SD-D58(TYPE NC)series | ～100%LEL/～6900ppm
α-Terpinene | ATRP | 99-86-5 | C10H16 | HW | HW-6211/NC-6211 | - | Fixed | GD-A80series | ～75%LEL/～5175ppm
α-Terpinene | ATRP | 99-86-5 | C10H16 | HW | HW-6211/NC-6211 | - | Fixed | GD-D58(TYPE GP)series | ～75%LEL/～5175ppm
α-Terpinene | ATRP | 99-86-5 | C10H16 | HW | HW-6211/NC-6211 | - | Fixed | GD-D58(TYPE NC)series | ～75%LEL/～5175ppm
α-Terpinene | ATRP | 99-86-5 | C10H16 | HW | HW-6211/NC-6211 | - | Fixed | SD-1(TYPE NC)series | ～75%LEL/～5175ppm
α-Terpinene | ATRP | 99-86-5 | C10H16 | HW | HW-6211/NC-6211 | - | Fixed | SD-D58(TYPE NC)series | ～75%LEL/～5175ppm
γ-Butyrolactone | GBL | 96-48-0 | C4H6O2 | HW | HW-6206 | - | Fixed | SD-2500 | 0～100%LEL | Upper limit of operating temperature of instrument: SD-2500=160℃/SD-2600=200℃/SD-2700：250℃
γ-Butyrolactone | GBL | 96-48-0 | C4H6O2 | HW | HW-6206 | - | Fixed | SD-2600 | 0～100%LEL | Upper limit of operating temperature of instrument: SD-2500=160℃/SD-2600=200℃/SD-2700：250℃
γ-Butyrolactone | GBL | 96-48-0 | C4H6O2 | HW | HW-6206 | - | Fixed | SD-2700 | 0～100%LEL | Upper limit of operating temperature of instrument: SD-2500=160℃/SD-2600=200℃/SD-2700：250℃
γ-Butyrolactone | GBL | 96-48-0 | C4H6O2 | HW | HW-6207 | - | Fixed | GD-A2400 | 0～100%LEL | Upper limit of operating temperature of instrument: GD-A2400=160℃
γ-Butyrolactone | GBL | 96-48-0 | C4H6O2 | HW | HW-6208 | - | Fixed | SD-2500 | 0～100%LEL | HW-6206 temperature sorted sensor, Upper limit of operating temperature of instrument: SD-2500=160℃/SD-2600=200℃/SD-2700：250℃
γ-Butyrolactone | GBL | 96-48-0 | C4H6O2 | HW | HW-6208 | - | Fixed | SD-2600 | 0～100%LEL | HW-6206 temperature sorted sensor, Upper limit of operating temperature of instrument: SD-2500=160℃/SD-2600=200℃/SD-2700：250℃
γ-Butyrolactone | GBL | 96-48-0 | C4H6O2 | HW | HW-6208 | - | Fixed | SD-2700 | 0～100%LEL | HW-6206 temperature sorted sensor, Upper limit of operating temperature of instrument: SD-2500=160℃/SD-2600=200℃/SD-2700：250℃
γ-Butyrolactone | GBL | 96-48-0 | C4H6O2 | HW | HW-6212 | - | Fixed | GD-A80-70series | 0～100%LEL
γ-Butyrolactone | GBL | 96-48-0 | C4H6O2 | SG | SG-8521 | - | Fixed | GD-A80Vseries | 0～100ppm/0～200ppm/0～300ppm/0～500ppm/0～1000ppm/0～2000ppm
γ-Butyrolactone | GBL | 96-48-0 | C4H6O2 | SG | SG-8521 | - | Fixed | GD-D58・GHseries | 0～100ppm/0～200ppm/0～300ppm/0～500ppm/0～1000ppm/0～2000ppm
γ-Butyrolactone | GBL | 96-48-0 | C4H6O2 | SG | SG-8521 | - | Fixed | SD-1GHseries | 0～100ppm/0～200ppm/0～300ppm/0～500ppm/0～1000ppm/0～2000ppm
γ-Butyrolactone | GBL | 96-48-0 | C4H6O2 | SG | SG-8521 | - | Fixed | SD-D58・GHseries | 0～100ppm/0～200ppm/0～300ppm/0～500ppm/0～1000ppm/0～2000ppm
Click here to
search for Dtection gas
Click here to
search for CAS Number
Click here to
search for Sensor
Click here to
search for Detector

## Concept
『GAS DETECTION LIST』
●Purpase
“GAS DETECTION LIST” is a database for overseas distributors to search a target gas or a detector by categories such as “Detection Gas”, “Sensor”,
“Detector” and “Measuring Range”. Please access to the database to answer questions from your customers or select an appropriate detector by
yourself. We will update the “GAS DETECTION LIST” on “BizDrive”, so please download the latest version when it comes up.
●Target
Overseas distributors
●Where to find
BizDrive
●Description of categories
Category |  | Description
GAS DATA | Detection Gas | Search names of target gases.
| Gas Symbol | Search gas symbols adopted in RIKEN KEIKI. "Gas Symbol" is displayed on a screen in detectors or indication alarm units. （* Some models do not display gas symbols）
| CAS Number | Search CAS Numbers. Please search a gas by the number when you cannot find it by "Detection Gas". Ex) A target gas has several names. * "CAS Number" is noted on SDS（Safety Data Sheet） of each gas.
| Chemical Formula | Search chemical formulas of target gases.
DETECTION DATA | Principle | Seach sensor principles. The principles are represented as following.
| Sensor | Search sensor models.
| Portable/Fixed | Search either Portable or Fixed detectors.
| Detector | Search detector models. The data of each detector includes a target gas list.
| Measuring Range | Search measuring ranges of detectors and sensors. Ex 1）0～500ppm/0～1000ppm/0～2000ppm/0～3000ppm/0～5000ppm ⇒ measurable within the range Ex 2）0～100%LEL ⇒ measurable only the range 0～100%LEL Ex 3）～100%LEL/～18000ppm ⇒ maximum measurable range is 0～100%LEL（ppm conversion：0～18000ppm）. If you want to measure lower range, please contact to RIKEN KEIKI.
| Remarks | Features of sensors and detectors noted.

## Revision History List
Revision History List
Rev. | Revised Date | Revised contents
0 | 2018-12-11 | First issue